## Private MIB Summary
OID | Feature Description | File Name | Maintenance Module | Remarks
1.3.6.1.4.1.3320.2.236.1.1 | Ethernet power supply | NMS to POE to MIB | poe
1.3.6.1.4.1.3320.3.6 | Chassis management | NMS to CHASSIS to MIB | cardsys
1.3.6.1.4.1.3320.3.8.5 | Hotfix | NMS to CFGAPP to MIB | hotfix
1.3.6.1.4.1.3320.9.63.1.7 | Port optical module information | NMS to IF to MIB | halphy
1.3.6.1.4.1.3320.9.181 | Chassis management(supplement) | NMS to CARD to SYS to MIB | cardsys
1.3.6.1.4.1.3320.9.184 | Chassis management(supplement) | NMS to CARD to OPERATION | cardsys
1.3.6.1.4.1.3320.9.185 | File management | NMS to FILE to MGMT to MIB | libfile
1.3.6.1.4.1.3320.9.187 | Fan management | NMS to FAN to TRAP | cardsys
1.3.6.1.4.1.3320.9.189 | Power module management(old) | NMS to POWER to MIB | cardsys | The old node, supports only dual power modules management
1.3.6.1.4.1.3320.9.189.5 | Power module management | NMS to POWER to MIB | cardsys | Support multi power modules management
1.3.6.1.4.1.3320.9.251 | Power module management(old) | NMS to POWER to EXT to MIB | cardsys | The old node, supports only dual power modules management
1.3.6.1.4.1.3320.152 | MAC address management | NMS to MAC to MIB | hal
1.3.6.1.4.1.3320.101 | EPON MIB | NMS to EPON to MIB | olt | Some functions are implemented by other modules
1.3.6.1.4.1.3320.10 | GPON MIB | NMS to GPON to MIB | olt_gpon | Some functions are implemented by other modules
1.3.6.1.4.1.3320.150 | QoS MIB | NMS to QOS to MIB/NMS to QOS to EXT to MIB | qos
1.3.6.1.4.1.3320.9.63 | Port management | NMS to IF to MIB/NMS to HAL to IF to MIB | hal
1.3.6.1.4.1.3320.151 | MAC ACL port management | NMS to MacAcl | hal
1.3.6.1.4.1.3320.151 | ACL table application | NMS to ACL to EXT to MIB | hal

## NMS-EPON-MIB
No | Field | Name | OID | Type | Access | Description | Effective Value Range | Unit | Remarks
1、nmsEPONOltComm(OLT Global Common Parameters )
1 | oltEncrypStatus | OLT encryption status | 1.3.6.1.4.1.3320.101.1.1 | INTEGER | read to write | global to level encryption enable or disable for an OLT | enable(1) disable(2)
2 | oltEncrypMode | OLT encryption mode | 1.3.6.1.4.1.3320.101.1.2 | INTEGER | read to write | global to level encryption mode for an OLT | ctc to churning(2) |  | Do not support change and always be CTC to Hurning
3 | oltRekeyingTime | OLT encryption rekeying time | 1.3.6.1.4.1.3320.101.1.3 | INTEGER | read to write | Rekeying timer (in milli to seconds) ,range is 600 to 10000 | 600 to 10000 | ms
4 | oltOamTimeout | OAM timeout between OLT and ONU | 1.3.6.1.4.1.3320.101.1.4 | INTEGER | read to write | OAM timeout between OLT and ONU, range is 2 to 30s | 2 to 30 | Second(s)
5 | oltVlanTransparentMode | OLT Vlan transparent mode | 1.3.6.1.4.1.3320.101.1.5 | INTEGER | read to write | OLT Vlan Transparent Mode | true(1) false(2) |  | Function Obsolete, not recommended to use
6 | oltHostQueryFreq | OLT IGMP hostgeneral query frequency | 1.3.6.1.4.1.3320.101.1.6 | INTEGER | read to write | The frequency at which IGMP Host General Query packets are transmitted on OLT | 10 to 2147483647 | Second(s)
7 | oltMCSTStatus | EPON Multicast status | 1.3.6.1.4.1.3320.101.1.7 | INTEGER | read to write | EPON Multicast status(enable or disable) | enable(OLT performs multicast control)(1) disable(OLT broadcasts multicast in VLAN)(2)
8 | oltMCSTMode | OLT multicast mode(IGMP Snooping or controllable multicast) | 1.3.6.1.4.1.3320.101.1.8 | INTEGER | read to write | Config multicast mode0 to IGMP Snooping, 1 to CTC dynamic controllable multicast | igmp to snooping(0) dynamic to controllable(1)
9 | oltIGMPProxyStatus | EPON IGMP proxy status | 1.3.6.1.4.1.3320.101.1.9 | INTEGER | read to write | EPON IGMP Proxy status(enable or disable) IGMP proxy can't be shut in dynamic to controllable mode | enable(1) disable(2)
10 | oltIGMPQuerierAddress | Source IP address of the IGMP Querier of OLT | 1.3.6.1.4.1.3320.101.1.10 | IpAddress | read to write | The IP address of the IGMP Querier of OLT self
11 | oltQueryMaxResponseTime | Maximum query resPONse time of the IGMP Querier of OLT | 1.3.6.1.4.1.3320.101.1.11 | INTEGER | read to write | The maximum query response time advertised in IGMPv2 queries | 10 to 2147483647 | Second(s)
12 | oltLastMemberQueryInterval | IGMP Last Member Query Interval | 1.3.6.1.4.1.3320.101.1.12 | INTEGER | read to write | The Last Member Query Interval is the Max Response Time inserted into Group to Specific Queries sent in response to Leave Group messages, and is also the amount of time between Group to Specific Query messages This value may be tuned to modify the leave latency of the network A reduced value results in reduced time to detect the loss of the last member of a group The value of this object is irrelevant if IGMP Version is 1 | 1 to 60 | Second(s)
13 | oltLastMemberQueryCount | IGMP Last Member Query Count | 1.3.6.1.4.1.3320.101.1.13 | INTEGER | read to write | The Last Member Query Count | 1 to 50
14 | oltDLFDrop | OLT Multicast DLF Drop Status | 1.3.6.1.4.1.3320.101.1.14 | INTEGER | read to only | OLT Multicast DLF Drop Status | on(1) off(2) |  | Do not support change, always follow oltMCSTStatus node changes
15 | oltV1Packets | Number of receiving IGMP V1 packets | 1.3.6.1.4.1.3320.101.1.15 | Counter32 | read to only | The number of IGMP V1 packets has been received
16 | oltV2Packets | Number of receiving IGMP V2 packets | 1.3.6.1.4.1.3320.101.1.16 | Counter32 | read to only | The number of IGMP V2 packets has been received
17 | oltV3Packets | Number of receiving IGMP V3 packets | 1.3.6.1.4.1.3320.101.1.17 | Counter32 | read to only | The number of IGMP V3 packets has been received
18 | oltJoinsPackets | Number of receiving IGMP join packets | 1.3.6.1.4.1.3320.101.1.18 | Counter32 | read to only | The number of IGMP join packets has been received
19 | oltLeavesPackets | Number of receiving IGMP leaves packets | 1.3.6.1.4.1.3320.101.1.19 | Counter32 | read to only | The number of IGMP leaves packets has been received
20 | oltGeneralQueryPackets | Number of receiving IGMP General Query packets | 1.3.6.1.4.1.3320.101.1.20 | Counter32 | read to only | The number of IGMP General Query packets has been received
21 | oltSpecialQueryPackets | Number of receiving Special Query packets | 1.3.6.1.4.1.3320.101.1.21 | Counter32 | read to only | The number of IGMP Special Query packets has been received
22 | oltDBAMode | OLT DBA mode | 1.3.6.1.4.1.3320.101.1.22 | INTEGER | read to write | olt DBA mode | hardware to DBA(1) software to DBA(2) hardware to DBA to with to dynamic to cycletime(3) software to DBA to with to dynamic to cycletime(4) |  | Only devices that support THE CS8021 PON chip are supported
23 | oltDBAAlgorithm | OLT DBA algorithm | 1.3.6.1.4.1.3320.101.1.23 | INTEGER | read to write | olt DBA algorithm | workconserv(1) nonworkconserv(2) cbr(3) |  | Function Obsolete, not recommended to use
24 | oltPriorityQueueMaping | Maping relationshIP between OLT COS and priority queue | 1.3.6.1.4.1.3320.101.1.24 | OCTET STRING | read to write | olt Priority Queue Maping |  |  | 8 bytes, corresponding to cos 0 to 7 Such as: cos 0 to to > queue 1 cos 1 to to > queue 3 cos 2 to to > queue 3 cos 3 to to > queue 4 cos 4 to to > queue 5 cos 5 to to > queue 6 cos 6 to to > queue 7 cos 7 to to > queue 8 Then the data is: 0002020304050607
25 | oltSchedulePolicy | OLT schedule policy | 1.3.6.1.4.1.3320.101.1.25 | INTEGER | read to write | olt Schedule Policy | sp(0) wrr(1) fcfs(2) hybrid1(3) hybrid2(4) drr(5) sp to exoam(6)
26 | oltWRRScheduleQueueWeight | OLT WRR Schedule Queue Weight | 1.3.6.1.4.1.3320.101.1.26 | OCTET STRING | read to write | olt WRR Schedule Queue Weight | Each byte ranges from 0 to 15 |  | There are 8 bytes, corresponding to queue 1 to 8 respectively The value range of each byte is 0 to 15, is the corresponding weight value 0 represents SP (machine type support is required)
27 | oltDefaultCoS | OLT Default CoS value | 1.3.6.1.4.1.3320.101.1.27 | INTEGER | read to write | olt Default CoS value | 0 to 7
28 | oltMacAgingTime | OLT Mac Address Aging Time | 1.3.6.1.4.1.3320.101.1.28 | INTEGER | read to write | olt Mac Address Aging Time | 10 to 1000000 0 means to disable aging | Second(s)
29 | oltFlowControl | OLT Flow Control status | 1.3.6.1.4.1.3320.101.1.29 | INTEGER | read to write | olt Flow Control status | on(1) off(2) |  | Nodes obsolete, requiring corresponding function nodes based on the port
30 | oltStormControlBroadcast | OLT Storm Control Broadcast | 1.3.6.1.4.1.3320.101.1.30 | INTEGER | read to write | olt Storm Control Broadcast, range is 10 to 1000000kbps |  |  | Nodes obsolete, requiring corresponding function nodes based on the port
31 | oltStormControlMulticast | OLT Storm Control Multicast | 1.3.6.1.4.1.3320.101.1.31 | INTEGER | read to write | olt Storm Control Multicast, range is 10 to 1000000kbps |  |  | Nodes obsolete, requiring corresponding function nodes based on the port
32 | oltStormControlUnicast | OLT Storm Control Unicast | 1.3.6.1.4.1.3320.101.1.32 | INTEGER | read to write | olt Storm Control Unicast, range is 10 to 1000000kbps |  |  | Nodes obsolete, requiring corresponding function nodes based on the port
33 | oltIfDbaParamCycleTime | PON interface DBA parameter cycle time | 1.3.6.1.4.1.3320.101.1.33 | INTEGER | read to write | PON interface DBA parameter cycle time Range is HW DBA: 25000 to 1000000; software DBA: 125000 to 1000000 | HW DBA: 25000 to 1000000 SW DBA: 125000 to 1000000 | TQ(16ns) | Only devices that support THE CS8021 PON chip are supported
34 | oltIfDbaParamDiscFreq | PON interface DBA parameter discovery frequency | 1.3.6.1.4.1.3320.101.1.34 | INTEGER | read to write | PON interface DBA parameter discovery frequency Range is 0 to 255 | 1 to 255 0 means to disable | Times per cycle | Only devices that support THE CS8021 PON chip are supported
35 | oltIfDbaParamDiscTime | PON interface DBA parameter discovery time | 1.3.6.1.4.1.3320.101.1.35 | INTEGER | read to write | PON interface DBA parameter discovery time Range is 1024 to 14000 | 1024 to 14000 | TQ(16ns)
36 | oltIfDbaParamRowStatus | PON interface DBA parameter row status | 1.3.6.1.4.1.3320.101.1.36 | INTEGER | read to write | PON interface DBA parameter row status |  |  | Node O bsolete
37 | oltLlidPortCreateMode | llid Port Create Mode | 1.3.6.1.4.1.3320.101.1.37 | INTEGER | read to write | A switch for creating LLID port without binding ONU alone Dafault value is close(2) If this value is open(1), | open(1) close(2) |  | Function Obsolete, not recommended to use
38 | oltOnuStatusBitstring | ONU Status bitstring | 1.3.6.1.4.1.3320.101.1.38 | OCTET STRING | read to only | Onu Status bitstringEach bit means corresponding ONU status | The enumeration value corresponding to each three to bit data is as follows: authenticated(0) registered(1) deregistered(2) auto_config(3) lost(4) standby(5) |  | Every three digits represents the state of one ONU The using order is: Bit0 to 2 of the first byte represents ifIndex 0 Bit3 to 5 of the first byte represents ifIndex 1 The bit 0 of the second byte as the high bit, with the bit6 to 7 of the first byte as the low bit, represent ifIndex 2 Bit1 to 3 of the second byte represents ifIndex 3 Bit4 to 6 of the second byte represents ifIndex 4 The bit 0 to 1 of the third byte as the high bit, with the bit7 of the second byte as the low bit, represent ifIndex 5 Bit4 to 6 of the second byte represents ifIndex 3
39 | oltIGMPQuerier | OLT OLT IGMP Querier administrative status | 1.3.6.1.4.1.3320.101.1.39 | INTEGER | read to write | EPON OLT IGMP Querier administrative status | enable(1) disable(2)
40 | oltOnuAutoBindMac | Administrative status of auto static binding mac when ONU is registered | 1.3.6.1.4.1.3320.101.1.40 | INTEGER | read to write | Administrative status of auto static binding mac when onu is registered | enable(1) disable(2)
41 | oltLoidOverwriteStaticMac | Administrative status of the replacement of the original static MAC binding associated with the LOID | 1.3.6.1.4.1.3320.101.1.41 | INTEGER | read to write | Administrative status of the replacement of the original static MAC binding associated with the LOID | enable(1) disable(2)
2、nmsEPONOltChIPTable(OLT ChIP Table)
1 | oltChipIndex | OLT ChIP Index | 1.3.6.1.4.1.3320.101.2.1.1.1 | INTEGER | read to only | OLT chip index corresponding allocated by system |  |  | Use values starting from 0 as index
2 | oltChipSlotID | OLT ChIP Slot ID | 1.3.6.1.4.1.3320.101.2.1.1.2 | INTEGER | read to only | OLT chip slot id
3 | oltChipModuleID | OLT ChIP Module ID | 1.3.6.1.4.1.3320.101.2.1.1.3 | INTEGER | read to only | OLT chip module id
4 | oltChipDeviceID | OLT ChIP Hardware Device ID | 1.3.6.1.4.1.3320.101.2.1.1.4 | INTEGER | read to only | OLT chip hardware device id
5 | oltChipMACAddress | OLT chIP hardware MAC address | 1.3.6.1.4.1.3320.101.2.1.1.5 | PhysAddress(OCTET STRING) | read to only | OLT chip hardware MAC address
6 | oltChipStatus | OLT chIP Status | 1.3.6.1.4.1.3320.101.2.1.1.6 | INTEGER | read to only | OLT chip Status | wait_config(1) operational(2) shut_down(3) timed_out(4) downloading_image(5)
3、nmsEPONOltOamRemoteLoopbackTable(OLT OAM Remote Loopback Information Table)
1 | oltTxFrameSize | OLT Tx Frame Size | 1.3.6.1.4.1.3320.101.3.1.1.1 | INTEGER | read to write | OLT tx frame size, range is 64 to 1518 | 64 to 1518 |  | Use the ifindex of the standard MIB ONU LLID port as the index Note that what this table does is initiate a LOOPBACK remote loop test; it actually sends a message and counts the Receive message Before loop test, the remote loop should be opened through node dot3OamLoopbackIgnoreRx(1361211581312ifindex) The associated configuration is different from the standard node definition After finishing the test, you need to close the remote loopback again using node dot3OamLoopbackIgnoreRx to get the business back to normal This table feature may not be implemented for non-CS8021 models Modify operation function with OltLoopbackRowStatus
2 | oltTxFrameCount | OLT Tx Frame Count | 1.3.6.1.4.1.3320.101.3.1.1.2 | INTEGER | read to write | OLT tx frame count, range is 1 to 99 | 1 to 99 |  | Modify operation function with OltLoopbackRowStatus
3 | oltRxFrameCount | OLT Rx Frame Count | 1.3.6.1.4.1.3320.101.3.1.1.3 | INTEGER | read to only | OLT rx frame count, range is 1 to 99 | 1 to 99
4 | oltOutOfSequenceFrameCount | OLT Out Of Sequence Frame Count | 1.3.6.1.4.1.3320.101.3.1.1.4 | INTEGER | read to only | OLT out of sequence frame count, range is 1 to 99 | 1 to 99
5 | oltLossPercentage | OAM Loss Percentage of Remote loop test | 1.3.6.1.4.1.3320.101.3.1.1.5 | INTEGER | read to only | Percentage of OLT losing frame, range is 0 to 100 | 0 to 100
6 | oltMinRtt | OAM minimum RTT of Remote loop test | 1.3.6.1.4.1.3320.101.3.1.1.6 | Counter64 | read to only | OLT minimum RTT(Round Trip Time) |  | ms
7 | oltAverageRtt | OAM average RTT of Remote loop test | 1.3.6.1.4.1.3320.101.3.1.1.7 | Counter64 | read to only | OLT average RTT(Round Trip Time) |  | ms
8 | oltMaxRtt | OAM maximum RTT of Remote loop test | 1.3.6.1.4.1.3320.101.3.1.1.8 | Counter64 | read to only | OLT maximum RTT(Round Trip Time) |  | ms
9 | oltLoopbackRowStatus | OAM row status of Remote loop test | 1.3.6.1.4.1.3320.101.3.1.1.9 | INTEGER | read to write | OLT loopback row status |  |  | After setting NotInService, modifying the writable parameter nodes that need to be modified above Then SET Active to issues the actual LOOPBACK test
4、nmsEPONOltMulticastForward(OLT Multicast Forward Table)
1 | oltVlanId | OLT Vlan ID | 1.3.6.1.4.1.3320.101.4.1.1.1 | INTEGER | read to write | OLT vlan id, as one of the index together with oltMcIpAddress and oltLlidDiid | 1 to 4094 |  | This table has a 3-level index that level 1 is oltVlanId, level 2 is oltMcIpAddress, and level 3 is oltLlidDiid This value is configured via oltForwarStatus only, not set alone
2 | oltMcIpAddress | IP multicast group address | 1.3.6.1.4.1.3320.101.4.1.1.2 | IpAddress | read to write | The IP multicast group address for which this entry contains information As one of the index together with oltVlanId and oltLlidDiid |  |  | This value is configured via oltForwardRowStatus only, not set alone
3 | oltMcMacAddress | Mac multicast group address | 1.3.6.1.4.1.3320.101.4.1.1.3 | MacAddress(OCTET STRING) | read to only | The MAC multicast group address auto converted from mcstForwardIPAddress for which this entry contains information
4 | oltMcType | The mode for which this entry contains information | 1.3.6.1.4.1.3320.101.4.1.1.4 | INTEGER | read to only | The mode for which this entry contains information 0 means the entry is added by user, and 1 means the entry is added by learning from IGMP report packet | static(0) dynamic(1)
5 | oltLlidDiid | IP multicast group ddress | 1.3.6.1.4.1.3320.101.4.1.1.5 | INTEGER | read to write | The IP multicast group ddress for which this entry contains information As one of the index together with oltVlanId and oltLlidDiid |  |  | This value is configured via oltForwardRowStatus only, not set alone
6 | oltExpiryTime | OLT Expiry Time | 1.3.6.1.4.1.3320.101.4.1.1.6 | TimeTicks | read to only | The minimum amount of time remaining before this entry will be aged outA value of 0 indicates that the entry is only present because igmpCacheSelf is true and that if the router left the group, this entry would be aged out immediately Note that some implementations may process membership reports from the local system in the same way as reports from other hosts, so a value of 0 is not required
7 | oltForwardRowStatus | OLT multicast forwarding table row status | 1.3.6.1.4.1.3320.101.4.1.1.7 | RowStatus(INTEGER) | read to create | OLT multicast forwarding table row status | createAndWait(5) destroy(6) |  | A) Use oltForwardRowStatus to configure multicast fording table, and carry the configuration parameters at the end of OID The formats include: OID(oltForwardRowStatus OID)oltVlanId(1 Numbers)oltMcIpAddress(4 Numbers, such as 224001)oltLlidDiid(1 Numbers) For example, to pass parameters a vlan (100), IP (224001), diID (97), the OID fills 1361413320101411710022400197 B) The oltForwardRowStatus value 5(createAndWait) means issue configuration, while 6(destroy) means delete configuration
5、nmsEPONOltMulticastVlanTable(Collection of Other Objects in the OLT Multicast Forwarding Table)
1 | oltMcVlanId | OLT multicast Vlan Id | 1.3.6.1.4.1.3320.101.5.1.1.1 | INTEGER | read to only | OLT multicast vlan id, as one of the index together with oltMcIpAddress | 1 to 4094 |  | This table has a 2-level index that level 1 is oltMcVlanId, level 2 is oltMcIpAddress
2 | oltMcVlanIpAddress | IP multicast group ddress | 1.3.6.1.4.1.3320.101.5.1.1.2 | IpAddress | read to only | The IP multicast group address for which this entry contains information As one of the index together with oltMcVlanId
3 | oltMcVlanRowStatus | OLT multicast vlan table row status | 1.3.6.1.4.1.3320.101.5.1.1.3 | RowStatus(INTEGER) | read to create | OLT multicast vlan table row status | createAndWait(5) destroy(6) |  | A) Use set oltMcVlanRowStatus to configure multicast fording table, and carry the configuration parameters at the end of OID The formats include: OID(oltMcVlanRowStatus OID)oltMcVlanId(1 Numbers)oltMcIpAddress(4 Numbers) For example, to pass parameters a vlan(100)、ip(224001), the OID fills 13614133201015113100224001 B) The oltMcVlanRowStatus value 5(createAndWait) means issue configuration, while 6(destroy) means delete configuration
6、nmsEPONOltPON (EPON PON Port Related Information)
61、nmsEPONOltPONTable (EPON port Attributes Table)
1 | ponIfIndex | PON port index | 1.3.6.1.4.1.3320.101.6.1.1.1 | INTEGER | read to only | The only diid of PON port in System |  |  | Use the standard MIB ifindex as the index
2 | llidSequenceNo | Currnet LLID seqence number | 1.3.6.1.4.1.3320.101.6.1.1.2 | INTEGER | read to only | Currnet LLID seqence number
3 | onuAuthMethod | ONU authentication method | 1.3.6.1.4.1.3320.101.6.1.1.3 | INTEGER | read to write | ONU authentication method | none(0) manual(1) mac(3) loid(4) loid to no to password(5) hybrid(6) hybrid to no to password(7) none to keep to bind(128) manual to keep to bind(129) mac to keep to bind(131) loid to keep to bind(132) loid to no to password to keep to bind(133) hybrid to keep to bind(134) hybrid to no to password to keep to bind(135) |  | The optional values 5 and 7 only support versions of PON port LOID bindingThe optional value 128 to 135 is only used for SET operation, which is used to switch authentication mode without removing the binding After SET, it still reads the corresponding function value of 0 to 7, which is only supported for the newer version
4 | isCheckOnuMac | Check ONU MAC when registering | 1.3.6.1.4.1.3320.101.6.1.1.4 | INTEGER | read to only | Check ONU MAC when registering | yes(1) no(2) |  | Function Obsolete, not recommended to use
5 | isPONBelongtoPSG | Check if PON belongs to PSG | 1.3.6.1.4.1.3320.101.6.1.1.5 | INTEGER | read to only | Check if PON belongs to PSG | alone to pon(0) b to psg(1) active to pon(2) standby to pon(3) c to psg(4) |  | alone to pon、active to pon、standby to pon are valid values for pon port, and b to psg、c to psg are valid values for PSG port
6 | pONBelongtoPSGID | PSG ID that PON belongs to | 1.3.6.1.4.1.3320.101.6.1.1.6 | INTEGER | read to only | PSG ID that PON belongs to
7 | isUsingMpcpRegisteAckDelayTime | If using MPCP registe Ack delay time | 1.3.6.1.4.1.3320.101.6.1.1.7 | INTEGER | read to write | If using MPCP registe Ack delay time | yes(1) no(2)
8 | mpcpRegisteAckDelayTime | MPCP registe Ack delay time | 1.3.6.1.4.1.3320.101.6.1.1.8 | INTEGER | read to write | MPCP registe Ack delay time,range is 1 to 50ms | 1 to 50 | ms
9 | ponIfAdminStatus | PON interface Administration Status | 1.3.6.1.4.1.3320.101.6.1.1.9 | INTEGER | read to write | PON interface Administration Status | up(1) down(2)
10 | ponIfInFecStatus | PON interface in FEC Status | 1.3.6.1.4.1.3320.101.6.1.1.10 | INTEGER | read to write | PON interface in FEC Status | on(1) off(2)
11 | ponIfOutFecStatus | PON interface out FEC Status | 1.3.6.1.4.1.3320.101.6.1.1.11 | INTEGER | read to write | PON interface out FEC Status | on(1) off(2)
12 | ponIfLaserStatus | PON interface Laser Status | 1.3.6.1.4.1.3320.101.6.1.1.12 | INTEGER | read to only | PON interface Laser Status | on(1) off(2) |  | Function Obsolete, not recommended to use
13 | isOnuDataSwitch | PON interface ONU data to switch administration status | 1.3.6.1.4.1.3320.101.6.1.1.13 | INTEGER | read to write | PON interface inner to switch administration status | on(1) off(2)
14 | ponIfProtectedStatus | PON Protected Status | 1.3.6.1.4.1.3320.101.6.1.1.14 | INTEGER | read to write | PON interface switch protected Status | on(1) off(2)
15 | ponIfDynamicMacLearningStatus | PON interface dynamic MAC address learning Status | 1.3.6.1.4.1.3320.101.6.1.1.15 | INTEGER | read to write | PON interface dynamic MAC address learning Status | on(1) off(2)
16 | ponIfMacACL | PON interface MAC address ACL | 1.3.6.1.4.1.3320.101.6.1.1.16 | OCTET STRING | read to write | PON interface MAC address ACL
17 | ponIfIpACL | PON interface IP address ACL | 1.3.6.1.4.1.3320.101.6.1.1.17 | OCTET STRING | read to write | PON interface IP address ACL
18 | FiberProtectHandInHand | Fiber Protect Hand in Hand | 1.3.6.1.4.1.3320.101.6.1.1.18 | INTEGER | read to write | Fiber protect hand in hand 1 to enable,2 to disable Default is disable | enable(1) disable(2) |  | Fiber protect hand in hand 1 to enable,2 to disable Default is disable
19 | FiberProtectGroup | FiberProtect Group | 1.3.6.1.4.1.3320.101.6.1.1.19 | INTEGER | read to write | Fiber protect group The range of groupID is 0 to 32 0 means disable Default is disable | disable(0) 1 to 32 |  | Fiber protect group The range of groupID is 0 to 32 0 means disable(not belongs to any group) Default is disable
20 | splittingRatio | Maximum splitting Ratio | 1.3.6.1.4.1.3320.101.6.1.1.20 | INTEGER | read to only | Fiber splits ratio, for each OLT PON port, which means the max number of ONU |  |  | Max number of ONU that port support
21 | activeOnuNum | Active ONU number | 1.3.6.1.4.1.3320.101.6.1.1.21 | INTEGER | read to only | Currnet active ONU number
22 | inactiveOnuNum | Inctive ONU number | 1.3.6.1.4.1.3320.101.6.1.1.22 | INTEGER | read to only | Currnet inactive ONU number
23 | LlidIfindexString | LLID ports index string | 1.3.6.1.4.1.3320.101.6.1.1.23 | OCTET STRING | read to only | Llid ports ifindex string |  |  | LLID ports ifindex string, with "," to separate
24 | macMovementCtrl | MAC Movement configuration | 1.3.6.1.4.1.3320.101.6.1.1.24 | INTEGER | read to write | MAC station movement control of the PON port | enable(1) disable(2)(def)
62、PONOpticsParameterAlarmSetTable(PON Port Optical Module Parameter Alarm Setting Table)
1 | ponOpIfIndex | ONU interface index | 1.3.6.1.4.1.3320.101.6.2.1.1 | INTEGER | read to only | Index of pon interface |  |  | Use the standard MIB ifindex as the index
2 | ponOpTxPowerAlarmUpLimitEnable | Enable or disable the alarm of PON optical module hign TX power | 1.3.6.1.4.1.3320.101.6.2.1.2 | INTEGER | read to write | Enable or disable the alarm of PON hign TX power 1 to enable, 2 to disable Default is disable | enable(1) disable(2)
3 | ponOpTxPowerAlarmUpLimitThreshold | Upper threshold of PON optical module tx power alarm | 1.3.6.1.4.1.3320.101.6.2.1.3 | INTEGER | read to write | The upper threshold of tx power alarm The unit is 01DBm The range is to 400 to 82 Default is 82 | to 400 to 82 | 01DBm
4 | ponOpTxPowerAlarmUpLimitClearThreshold | Clear upper threshold of PON optical module tx power alarm | 1.3.6.1.4.1.3320.101.6.2.1.4 | INTEGER | read to write | The upper threshold of tx power alarm cleared The unit is 01DBm The range is to 400 to 82 Default is 82 | to 400 to 82 | 01DBm
5 | ponOpTxPowerAlarmLowLimitEnable | Enable or disable the alarm of PON optical module low TX power | 1.3.6.1.4.1.3320.101.6.2.1.5 | INTEGER | read to write | Enable or disable the alarm of PON low TX power 1 to enable, 2 to disable Default is disable | enable(1) disable(2)
6 | ponOpTxPowerAlarmLowLimitThreshold | Low threshold of PON optical module tx power alarm | 1.3.6.1.4.1.3320.101.6.2.1.6 | INTEGER | read to write | The low threshold of tx power alarm The unit is 01DBm The range is to 400 to 82 Default is to 400 | to 400 to 82 | 01DBm
7 | ponOpTxPowerAlarmLowLimitClearThreshold | Clear low threshold of PON optical module tx power alarm | 1.3.6.1.4.1.3320.101.6.2.1.7 | INTEGER | read to write | The low threshold tx power alarm cleared The unit is 01DBm The range is to 400 to 82 Default is to 400 | to 400 to 82 | 01DBm
8 | ponOpTemperatureAlarmUpLimitEnable | Enable or disable the alarm of PON optical module high temperature | 1.3.6.1.4.1.3320.101.6.2.1.8 | INTEGER | read to write | Enable or disable the alarm of PON high temperature 1 to enable, 2 to disable Default is disable | enable(1) disable(2)
9 | ponOpTemperatureAlarmUpLimitThreshold | Upper threshold of PON optical module temperature alarm | 1.3.6.1.4.1.3320.101.6.2.1.9 | INTEGER | read to write | The upper threshold of temperature alarm The unit is 01 degree The range is to 1280 to 1280 Default is 1280 | to 1280 to 1280 | 01°C
10 | ponOpTemperatureAlarmUpLimitClearThreshold | Clear upper threshold of PON optical module temperature alarm | 1.3.6.1.4.1.3320.101.6.2.1.10 | INTEGER | read to write | The upper threshold temperature alarm cleared The unit is 01 degree The range is to 1280 to 1280 Default is 1280 | to 1280 to 1280 | 01°C
11 | ponOpTemperatureAlarmLowLimitEnable | Enable or disable the alarm of PON optical module low temperature | 1.3.6.1.4.1.3320.101.6.2.1.11 | INTEGER | read to write | Enable or disable the alarm of PON low temperature 1 to enable, 2 to disable Default is disable | enable(1) disable(2)
12 | ponOpTemperatureAlarmLowLimitThreshold | Low threshold of PON optical module temperature alarm | 1.3.6.1.4.1.3320.101.6.2.1.12 | INTEGER | read to write | The low threshold of temperature alarm The unit is 01 degree The range is to 1280 to 1280 Default is to 1280 | to 1280 to 1280 | 01°C
13 | ponOpTemperatureAlarmLowLimitClearThreshold | Clear low threshold of PON optical module temperature alarm | 1.3.6.1.4.1.3320.101.6.2.1.13 | INTEGER | read to write | The low threshold temperature alarm cleared The unit is 01 degree The range is to 1280 to 1280 Default is to 1280 | to 1280 to 1280 | 01°C
14 | ponOpVoltageAlarmUpLimitEnable | Enable or disable the alarm of PON optical module high voltage | 1.3.6.1.4.1.3320.101.6.2.1.14 | INTEGER | read to write | Enable or disable the alarm of PON high voltage 1 to enable, 2 to disable Default is disable | enable(1) disable(2)
15 | ponOpVoltageAlarmUpLimitThreshold | Upper threshold of PON optical module voltage alarm | 1.3.6.1.4.1.3320.101.6.2.1.15 | INTEGER | read to write | The upper threshold of voltage alarm The unit is 01V The range is 0 to 65 Default is 65 | 0 to 65 | 01V
16 | ponOpVoltageAlarmUpLimitClearThreshold | Clear upper threshold of PON optical module voltage alarm | 1.3.6.1.4.1.3320.101.6.2.1.16 | INTEGER | read to write | The upper threshold voltage alarm cleared The unit is 01V The range is 0 to 65 Default is 65 | 0 to 65 | 01V
17 | ponOpVoltageAlarmLowLimitEnable | Enable or disable the alarm of PON optical module low voltage alarm | 1.3.6.1.4.1.3320.101.6.2.1.17 | INTEGER | read to write | Enable or disable the alarm of PON low voltage 1 to enable, 2 to disable Default is disable | enable(1) disable(2)
18 | ponOpVoltageAlarmLowLimitThreshold | Low threshold of PON optical module voltage alarm | 1.3.6.1.4.1.3320.101.6.2.1.18 | INTEGER | read to write | The low threshold of voltage alarm The unit is 01V The range is 0 to 65 Default is 0 | 0 to 65 | 01V
19 | ponOpVoltageAlarmLowLimitClearThreshold | Clear low threshold of PON optical module voltage alarm | 1.3.6.1.4.1.3320.101.6.2.1.19 | INTEGER | read to write | The low threshold voltage alarm cleared The unit is 01V The range is 0 to 65 Default is 0 | 0 to 65 | 01V
20 | ponOpCurrentAlarmUpLimitEnable | Enable or disable the alarm of PON optical module high current | 1.3.6.1.4.1.3320.101.6.2.1.20 | INTEGER | read to write | Enable or disable the alarm of PON high current 1 to enable, 2 to disable Default is disable | enable(1) disable(2)
21 | ponOpCurrentAlarmUpLimitThreshold | Upper threshold of PON optical module current alarm | 1.3.6.1.4.1.3320.101.6.2.1.21 | INTEGER | read to write | The upper threshold of current alarm The unit is 01mA The range is 0 to 1310 Default is 1310 | 0 to 1310 | 01mA
22 | ponOpCurrentAlarmUpLimitClearThreshold | Clear upper threshold of PON optical module current alarm | 1.3.6.1.4.1.3320.101.6.2.1.22 | INTEGER | read to write | The upper threshold current alarm cleared The unit is 01mA The range is 0 to 1310 Default is 1310 | 0 to 1310 | 01mA
23 | ponOpCurrentAlarmLowLimitEnable | Enable or disable the alarm of PON optical module low current alarm | 1.3.6.1.4.1.3320.101.6.2.1.23 | INTEGER | read to write | Enable or disable the alarm of PON low current 1 to enable, 2 to disable Default is disable | enable(1) disable(2)
24 | ponOpCurrentAlarmLowLimitThreshold | Low threshold of PON optical module current alarm | 1.3.6.1.4.1.3320.101.6.2.1.24 | INTEGER | read to write | The low threshold of current alarm The unit is 01mA The range is 0 to 1310 Default is 0 | 0 to 1310 | 01mA
25 | ponOpCurrentAlarmLowLimitClearThreshold | Clear low threshold of PON optical module current alarm | 1.3.6.1.4.1.3320.101.6.2.1.25 | INTEGER | read to write | The low threshold current alarm cleared The unit is 01mA The range is 0 to 1310 Default is 0 | 0 to 1310 | 01mA
63、PONSfpParameterAlarmsNotifications(PON Port Optical Module Parameter Alarms Notifications)
1 | ponSfpAlarmStatus | PON port optical module alarm status | 1.3.6.1.4.1.3320.101.6.3.1 | INTEGER | accessible to for to notify | Alarm status definition 1 to above, 2 to below, 3 to normal | above(1) below(2) normal(3)
2 | ponSfpParameterAlarmsNotification | PON port optical module parameter alarm notification | 1.3.6.1.4.1.3320.101.6.3.2 | NOTIFICATION |  | The agent generates this trap when olt optical module works in abnormal status or return to normal |  |  | Binding variable: 1: opIfIndex(13614133209183111ifindex) 2: opIfDescr(13614133209183112ifindex) 3: ponSfpAlarmStatus(13614133201016310) 4: opIfTxPowerCurr(13614133209183118ifindex) 5: ponOpticsRxPower(136141332010110813ifindex) 6: opIfTemperature(136141332091831113ifindex) 7: opIfVolt(136141332091831114ifindex) 8: opIfCurrent(136141332091831115) 9: ponOpticsTransceiverStatus(136141332010110719ifindex)
64、PONPortMigration(PON Port Configuration Migration)
1 | ponPortMigDiidSet | PON port configuration migration | 1.3.6.1.4.1.3320.101.6.4.1 | OCTET STRING | read to write | PON ports ifindex string Separated with semicolon For example, if we migrate the PON port configuration from port EPON3/1(diID:25) to port EPON3/2(diID:26), this value should be set to '25;26' |  |  | When setting, use semicolon to split the source and destination ifIndex values Read nonsense Sample: If you need to migrate the configuration of EPON3/1(ifIndex/diID=25) EPon3/2 (ifIndex/diID=26), the SET value as 25;26
7、nmsEPONOltPsg(OLT Psg Information Table )
71、nmsEPONOltPsgTable(OLT PSG Information Table )
1 | psgDiid | PSG DIID number | 1.3.6.1.4.1.3320.101.7.1.1.1 | INTEGER | read to only | PSG diid,unique in devices |  |  | This table has a 1-level index that level 1 is PSG inferface ifIndex
2 | psgIfDescr | PSG port descrIPtion | 1.3.6.1.4.1.3320.101.7.1.1.2 | OCTET STRING | read to only | PSG port description in device
3 | activeEponDiid | Active EPON portID | 1.3.6.1.4.1.3320.101.7.1.1.3 | INTEGER | read to write | active EPON port id in PSG
4 | standbyEponDiid | Standby EPON portID | 1.3.6.1.4.1.3320.101.7.1.1.4 | INTEGER | read to write | standby EPON port id in PSG
5 | currentActiveEponDiid | Current active EPON portID | 1.3.6.1.4.1.3320.101.7.1.1.5 | INTEGER | read to only | Current active EPON port id in PSG
6 | currentActiveEponIfDescr | Current active EPON port descrIPtion | 1.3.6.1.4.1.3320.101.7.1.1.6 | OCTET STRING | read to only | Current active EPON port description in PSG
7 | currentStandbyEponDiid | Current standby EPON portID | 1.3.6.1.4.1.3320.101.7.1.1.7 | INTEGER | read to only | Current standby EPON port id in PSG
8 | currentStandbyEponIfDescr | Current standbyEPON port descrIPtion | 1.3.6.1.4.1.3320.101.7.1.1.8 | OCTET STRING | read to only | Current standby EPON port description in PSG
9 | psgRowStatus | PSG row status | 1.3.6.1.4.1.3320.101.7.1.1.9 | RowStatus(INTEGER) | read to create | Row status,that a row could be created in PSG | createAndWait(5) destroy(6) |  | A) Add PSG member port: Record the to-be-added member port through setting node activeEponDiid and standbyEponDiid, and then set node psgRowStatus value as 5(createAndWait) B) Delete PSG member port: First set node activeEponDiid or standbyEponDiid as any non-zero value, then set node psgRowStatus as 6(Destory)
72、nmsEPONOltPsgCreateTable(OLT PSG Create Table)
1 | psgPortSlotNo | PSG port slot number | 1.3.6.1.4.1.3320.101.7.2.1.1 | INTEGER | read to only | PSG port slot number, the same value as chassis to mib slot number |  |  | This table is a 2-level index, in which level 1 is the slot number, and level 2 is the PSG port serial number
2 | psgPortSeqencelNo | PSG port sequence numbe | 1.3.6.1.4.1.3320.101.7.2.1.2 | INTEGER | read to only | PSG port sequence number, the different value in different slot
3 | psgPortDiid | PSG port DIID | 1.3.6.1.4.1.3320.101.7.2.1.3 | INTEGER | read to only | PSG port diid, the same value as ifIndex in RFC to 1213
4 | psgPortOper | PSG port operatio | 1.3.6.1.4.1.3320.101.7.2.1.4 | INTEGER | read to write | PSG port operation, 1 to ceate a new psg port, 2 to delete a current psg port, 3 to switch between active port and standby port | create(1) delete(2) switch(3)
5 | psgPortType | PSG port type | 1.3.6.1.4.1.3320.101.7.2.1.5 | INTEGER | read to write | PSG port operation, 1 to b to psg a new psg port, 2 to c to psg a current psg port, 3 to switch between active port and standby port | b_psg(1) c_psg(2) |  | Note: When setting node psgPortOper, OID should be with slot and PSG port serial number information at the ned A) Create PSG port: First set node psgPortType to record PSG type, and then set node psgPortOper as 1(CREATE); B) Delete PSG port: First set node psgPortType to record PSG type, and then SET node psgPortOper as 2 (delete); C) Switch PSG port: set node psgPortOper as 3(switch)
73、nmsEPONPsgNotifications(Type to B PSG Notifications)
1 | nmsEponPsgNotification | Generates this notification when Type to B PSG interface switches | 1.3.6.1.4.1.3320.101.7.3.1 | NOTIFICATION |  | The agent generates this notification when psg interface switches |  |  | Binding variable: 1:psgDiid(13614133201017111psg to ifindex) 2:ifDescr(1361212212psg to ifindex) 3:currentActiveEponDiid(13614133201017115psg to ifindex) 4:currentActiveEponIfDescr(13614133201017116psg to ifindex) 5:currentStandbyEponDiid(13614133201017117psg to ifindex) 6:currentStandbyEponIfDescr(13614133201017118psg to ifindex)
74、nmsEPONPsgSwitchNotifications(Type to C PSG Notifications)
1 | nmsEponPsgSwitchNotification | Generates this notification when Type to B PSG interface switches at ONU side | 1.3.6.1.4.1.3320.101.7.4.1 | NOTIFICATION |  | The agent generates this notification when onu switch to another pon port |  |  | Binding variable: 1:llidIfIndex(13614133201019111llid to ifindex) 2:ifDescr(1361212212llid to ifindex) 3:psgDiid(13614133201017111llid to ifindex) 4:psgIfDescr(13614133201017112llid to ifindex) 5:currentActiveEponDiid(13614133201017115llid to ifindex) 6:currentActiveEponIfDescr(13614133201017116llid to ifindex) 7:currentStandbyEponDiid(13614133201017117llid to ifindex) 8:currentStandbyEponIfDescr(13614133201017118llid to ifindex)
8、nmsEPONOltNniTable(OLT NNI Interface Entry list)
1 | nniIfIndex | OLT NNI interface index | 1.3.6.1.4.1.3320.101.8.1.1.1 | INTEGER | read to only | OLT NNI interface index allocated by system |  |  | This table has a 1-level index, in which level 1 is NNI port ifindex
2 | isMRouter | If OLT NNI interface is a multicast router interface or not | 1.3.6.1.4.1.3320.101.8.1.1.2 | INTEGER | read to only | If OLT NNI interface is a multicast router interface or not | no(0) static(1) dynamic(2) |  | 1101K/1020G/1010F and later versions for static mrouter port configuration must specify mrouter to Multi to VLAN This node is modified as read to only and cannot be configured There is currently no replacement for the MIB node for static mrouter configuration
3 | mcstQuerierExpireTime | OLT NNI interface MCST querier Expiry Time | 1.3.6.1.4.1.3320.101.8.1.1.3 | Timeticks | read to only | OLT NNI interface MCST querier expire time
4 | nnIfDuplex | OLT NNI port duplex mode | 1.3.6.1.4.1.3320.101.8.1.1.4 | INTEGER | read to write | OLT NNI port duplex mode | auto(0) full(1) half(2) |  | For duplex operation of uplink port, it is recommended to use physicalIfConfigTable node 13614133209631314
5 | nniIfSpeed | OLT NNI port speed | 1.3.6.1.4.1.3320.101.8.1.1.5 | INTEGER | read to write | OLT NNI port speed Default value is auto(0) | auto(0) speed_10m(1) speed_100m(2) speed_1000m(3) speed_10000m(4) |  | For the operation of the uplink port rate, it is recommended to use physicalIfConfigTable node 13614133209631313
6 | nniIfFlowControl | OLT NNI port flowcontrol | 1.3.6.1.4.1.3320.101.8.1.1.6 | INTEGER | read to write | OLT NNI port flowcontrol Default value is disable(0) | disable(0) enable(1) |  | For the operation of the uplink port flowcontrol, it is recommended to use physicalIfConfigTable node 13614133209631317
9、nmsEPONLlid(LLID Interface Management)
91、nmsEPONLlidTable(LLID Interface Table)
1 | llidIfIndex | LLID nterface index | 1.3.6.1.4.1.3320.101.9.1.1.1 | INTEGER | read to only | LLID interface id, unique in system |  |  | Use the standard MIB ifindex as the index
2 | llidToEponPortDiid | EPON port DIID that LLID belongs to | 1.3.6.1.4.1.3320.101.9.1.1.2 | INTEGER | read to only | EPON port DIID that LLID belongs to |  |  | Standard MIB ifindex
3 | llidsequenceNo | LLID squence number | 1.3.6.1.4.1.3320.101.9.1.1.3 | INTEGER | read to only | LLID squence number,unique in system
4 | llidEncrypStatus | LLID encryption status | 1.3.6.1.4.1.3320.101.9.1.1.4 | TruthValue | read to write | LLID encryption status | enable(1) disable(2)
5 | llidCtcOamExtStatus | CTC OAM negotiation status | 1.3.6.1.4.1.3320.101.9.1.1.5 | OCTET STRING | read to only | CTC OAM version negotiation result: CTC OAM extended status | INIT(0) SEND_INFO(1) SEND_INFO_ACK(2) COMPELTED(3) INCOMPELTED(4) |  | For historical reasons, this node is not set as INTEGER and needs to be resolved as a single byte value The 0 to 2 value is the internal state and should not be obtained externally 3 means the negotiation was successful, and four means the negotiation failed
6 | llidCtcOamExtOui | CTC OAM negotiation result OUI | 1.3.6.1.4.1.3320.101.9.1.1.6 | OCTET STRING | read to only | CTC OAM version negotiation result: CTC OAM extended OUI | Usually it should be China Telecom OUI 0x11 0x11 0x11
7 | llidCtcOamExtVersion | CTC OAM version negotiation result | 1.3.6.1.4.1.3320.101.9.1.1.7 | INTEGER | read to only | CTC OAM version negotiation result: CTC OAM extended version |  |  | When converted to hexadecimal, the high half byte is the primary version number and the low half byte is the secondary version number For example, 48 is converted to hexadecimal as 0x30, that is CTC 30 And 33 is CTC 21
8 | llidIfPIR | LLID port upstream peak bandwidth | 1.3.6.1.4.1.3320.101.9.1.1.8 | INTEGER | read to write | LLID port peak bandwidth | CS8021 chip fixed DBA mode (12144/cycle to size(ms) to MIN(1000000, 1000000/cycle to size(ms)), dynamic DBA mode 512 to 1000000 Other chips 1G ONU 512 to 1000000 10G ONU 512 to 10000000 | kbps | To modify the configuration with cooperation of llidIfConfigRowStatus
9 | llidIfCIR | LLID port upstream assurance bandwidth | 1.3.6.1.4.1.3320.101.9.1.1.9 | INTEGER | read to write | LLID port assurance bandwidth |  | kbps | It has to be less than pir To modify the configuration with cooperation of llidIfConfigRowStatus
10 | llidIfFIR | LLID port upstream fixed bandwidt | 1.3.6.1.4.1.3320.101.9.1.1.10 | INTEGER | read to write | LLID port fixed bandwidth Unit: kbps |  | kbps | It has to be less than cir CS8021 chip can only configure fir in SOFTWARE DBA mode Need to modify the configuration with cooperation of llidIfConfigRowStatus
11 | llidIfConfigRowStatus | LLID port upstream configuration row status | 1.3.6.1.4.1.3320.101.9.1.1.11 | RowStatus | read to write | LLID port configuration row status |  |  | Before modifying pir/cir/fir configuration, the row state should be not to in to service Then, change the row status as active to take effect Set the row state as destroy to restore the default configuration
12 | llidIfDynamicMacLearningStatus | LLID port dynamic MAC address learning status | 1.3.6.1.4.1.3320.101.9.1.1.12 | INTEGER | read to write | LLID port dynamic MAC address learning status | enable to learning(1) disable to learning(2) |  | Not yet implemented
13 | llidIfDynamicMacLearningLimit | LLID port dynamic MAC address learning limition | 1.3.6.1.4.1.3320.101.9.1.1.13 | TruthValue | read to write | LLID port dynamic MAC address learning limition | enable(1) disable(2)
14 | llidIfDynamicMacLearningNumberLimit | LLID port dynamic MAC address learning number limition | 1.3.6.1.4.1.3320.101.9.1.1.14 | INTEGER | read to write | LLID port dynamic MAC address learning number limition | 1 to 1022
15 | llidIfQosPolicy | LLID interface QOS policy name | 1.3.6.1.4.1.3320.101.9.1.1.15 | OCTET STRING | read to write | LLID interface qos policy name |  |  | Not yet implemented
16 | llidIfACL |  | 1.3.6.1.4.1.3320.101.9.1.1.16 | OCTET STRING | read to write | LLID interface ACL |  |  | Not yet implemented
17 | llidDownStreamPir | LLID port down to stream peak bandwidth | 1.3.6.1.4.1.3320.101.9.1.1.17 | INTEGER | read to write | LLID port down to stream peak bandwidth | CS8021 chip fixed DBA mode (12144/cycle to size(ms) to MIN(1000000,1000000/cycle to size(ms) ), dynamic DBA mode 512 to 1000000 Other chips 1G ONU 512 to 1000000 10G ONU 512 to 10000000 | kbps | Need to modify the configuration with cooperation of llidDownStreamIfRowstatus
18 | llidDownStreamCir | LLID port down to stream assurance bandwidth | 1.3.6.1.4.1.3320.101.9.1.1.18 | INTEGER | read to write | LLID port down to stream assurance bandwidth |  | kbps | It has to be less than pir Need to modify the configuration with cooperation of llidDownStreamIfRowstatus
19 | llidDownStreamFir | LLID port down to stream fixed bandwidth | 1.3.6.1.4.1.3320.101.9.1.1.19 | INTEGER | read to write | LLID port down to stream fixed bandwidth |  | kbps | It has to be less than cir CS8021 chip can only configure fir in SOFTWARE DBA mode Need to modify the configuration with cooperation of llidDownStreamIfRowstatus
20 | llidDownStreamIfRowstatus | LLID port down to stream configuration row status | 1.3.6.1.4.1.3320.101.9.1.1.20 | RowStatus | read to write | LLID port down to stream configuration row statusThat effects to llidDownStreamPir, llidDownStreamCir, llidDownStreamFir |  |  | Before modifying pir/cir/fir configuration, the row state should be not to in to service Then, change the row status as active to take effect Set the row state as destroy to restore the default configuration
21 | llidEponLogicLinkID | Real Logic Link ID (LLID) over EPON link to layer | 1.3.6.1.4.1.3320.101.9.1.1.21 | INTEGER | read to only | The real Logic Link ID (LLID) over EPON link to layer of the user interface LLID port
22 | llidAbsentConfigMode | Admin status of LLID absent configuration mode | 1.3.6.1.4.1.3320.101.9.1.1.22 | INTEGER | read to write | Admin status of LLID absent config | enable(1) disable(2)
23 | llidServiceAvailableStatus | LLID port service available status | 1.3.6.1.4.1.3320.101.9.1.1.23 | INTEGER | read to only | Service available status of LLID | available(1) unavailable(2)
92、llidMacSearch(LLID MAC Address Search)
921、llidMacSearch Global Variables
1 | llidMacSearchIfIndex | LLID interface index | 1.3.6.1.4.1.3320.101.9.2.1 | INTEGER | read to write | LLID interface id, unique in system Set this OID will trigger the search action Get will return the ifindex corresponding to current llidMacSearchResultTable |  |  | Use SET to execute the MAC query under LLID and use GET to obtain the LLID corresponding to the current llidMacSearchResultTable
2 | llidMacSearchTime | Search time corresPONding to current llidMacSearchResultTable | 1.3.6.1.4.1.3320.101.9.2.2 | DateAndTime | read to only | The date time corresponding to current llidMacSearchResultTable data
922、llidMacSearchResultTable(LLID MAC Search Result Table)
1 | llidMacSearchResultIndex | Entry index for search result | 1.3.6.1.4.1.3320.101.9.2.3.1.1 | INTEGER | read to only | Entry index for mac address search result |  |  | LlidMacSearchResultIndex is the entry sequence number starting from 1 for the single query result, which is used as the table index
2 | llidMacSearchResultVlan | Search Result Vlan | 1.3.6.1.4.1.3320.101.9.2.3.1.2 | INTEGER | read to only | Vlan of the entry
3 | llidMacSearchResultMacAddress | Search Result Mac Address | 1.3.6.1.4.1.3320.101.9.2.3.1.3 | MacAddress | read to only | Mac address of the entry
10、nmsEPONOnu(ONU Information)
101、nmsEPONOnuTable(EPON ONU Table)
1 | onuVendorID | ONU vendor ID | 1.3.6.1.4.1.3320.101.10.1.1.1 | OCTET STRING | read to only | ONU vendor id |  |  | Use the ifindex of the standard MIB ONU LLID interface as the index Vendor ID is 4 bytes
2 | onuModelID | ONU model ID | 1.3.6.1.4.1.3320.101.10.1.1.2 | OCTET STRING | read to only | ONU model id |  |  | Model ID is 4 bytes
3 | onuID | ONU ID(MAC address) | 1.3.6.1.4.1.3320.101.10.1.1.3 | OCTET STRING | read to only | ONU idThis value is ONU MAC address
4 | onuHardwareVersion | ONU hardware version | 1.3.6.1.4.1.3320.101.10.1.1.4 | OCTET STRING | read to only | ONU hardware version |  |  | The hardware version is 8 bytes
5 | onuSoftwareVersion | ONU software version | 1.3.6.1.4.1.3320.101.10.1.1.5 | OCTET STRING | read to only | ONU software version |  |  | The software version is 16 bytes
6 | onuFirmwareVersion | ONU firmware version | 1.3.6.1.4.1.3320.101.10.1.1.6 | OCTET STRING | read to only | ONU firmware version |  |  | The firmware version is variable length
7 | onuChipVendorID | ONU chIP vendor ID | 1.3.6.1.4.1.3320.101.10.1.1.7 | OCTET STRING | read to only | ONU chip vendor id |  |  | The chip Vendor ID is 2 bytes
8 | onuChipModelID | ONU chIP model ID | 1.3.6.1.4.1.3320.101.10.1.1.8 | OCTET STRING | read to only | ONU chip model id |  |  | The chip Model ID is 2 bytes
9 | onuChipRevision | ONU chIP revision | 1.3.6.1.4.1.3320.101.10.1.1.9 | OCTET STRING | read to only | ONU chip revision |  |  | The chip revision number is 1 byte
10 | onuIcVersion | ONU chIP version or date | 1.3.6.1.4.1.3320.101.10.1.1.10 | OCTET STRING | read to only | ONU chip version or date |  |  | Chip version/date is 1 byte If it is used as the date, the format should be YY/MM/DD which represent the year/month/day respectively For example, for a chip with a design date of July 21, 2008, this field is 0x080716
11 | onuServiceSupported | ONU service type supported | 1.3.6.1.4.1.3320.101.10.1.1.11 | BITS | read to only | ONU service type supportedThe format is bitmapbit0=1:support 1000M ethernet interface; bit0=0:do not suport gigaethernet interface;bit1=1:support 100M ethernet interface but 1000M is not supported bit1=0:do not support 100M ethernet interface;bit2=1:support VoIP service;bit2=0:do not support VoIP service; bit3=1:support TDM CES service;bit3=0:do not support TDM CES service;bit4=1:support ADSL2+ service; bit4=0:do not support ADSL2+ service; bit5=0:support VDSL2 service;bit5=1:do not support VDSL2 service; | support to ge(0) support to fe(1) support to voip(2) support to tdm(3) support to adsl2+(4) support to vdsl2(5)
12 | onuGePortCount | ONU 1000M ethernet UNI port count | 1.3.6.1.4.1.3320.101.10.1.1.12 | INTEGER | read to only | ONU 1000M ethernet UNI port count
13 | onuGePortDistributing | ONU 1000M ethernet UNI port bitmaps | 1.3.6.1.4.1.3320.101.10.1.1.13 | BITS | read to only | ONU 1000M ethernet UNI port bitmapsThere are totaly 8 bit strings, each bit means the bandwidth of corresponding portSo 64 ports can be described0 means 100M,1 means 1000M |  |  | Each bit from left to right represents an Ethernet UNI port 1 means the port is gigabit 0 means the port is not gigabit For example, 0xD0 0x00 0x00 0x00 0x00 0x00 0x00 0x00 0x00 0x00 means UNI 1/2/4 is gigabit port
14 | onuFePortCount | ONU 100M ethernet UNI port count | 1.3.6.1.4.1.3320.101.10.1.1.14 | INTEGER | read to only | ONU 100M ethernet UNI port count
15 | onuFePortDistributing | ONU 100M ethernet UNI port bitmaps | 1.3.6.1.4.1.3320.101.10.1.1.15 | BITS | read to only | ONU 100M ethernet UNI port bitmapsThere are totaly 8 bit strings, each bit means the bandwidth of corresponding portSo 64 ports can be described1 means 100M,0 means 1000M |  |  | Each bit from left to right represents an Ethernet UNI port 1 means that the port is 100 MB port, 0 means that the port is not 100 MB port For example, 0x20 0x00 0x00 0x00 0x00 0x00 0x00 0x00 0x00 means UNI 3 is 100 MB port
16 | onuPotsPortCount | ONU IAD POTS port count | 1.3.6.1.4.1.3320.101.10.1.1.16 | INTEGER | read to only | ONU IAD POTS port count
17 | onuE1PortCount | ONU E1port count | 1.3.6.1.4.1.3320.101.10.1.1.17 | INTEGER | read to only | ONU E1 port count
18 | onuUsQueueCount | ONU upstream queues count | 1.3.6.1.4.1.3320.101.10.1.1.18 | INTEGER | read to only | ONU upstream queues count
19 | onuUsQueueMaxCount | ONU upstream queues maximum count of per port | 1.3.6.1.4.1.3320.101.10.1.1.19 | INTEGER | read to only | ONU upstream queues maximum count of per port
20 | onuDsQueueCount | ONU downstream queues count | 1.3.6.1.4.1.3320.101.10.1.1.20 | INTEGER | read to only | ONU downstream queues count
21 | onuDsQueueMaxCount | ONU downstream queues maximum count of per port | 1.3.6.1.4.1.3320.101.10.1.1.21 | INTEGER | read to only | ONU downstream queues maximum count of per port
22 | onuIsBakupBattery | If ONU have bakup battery or not | 1.3.6.1.4.1.3320.101.10.1.1.22 | INTEGER | read to only | If ONU have bakup battery or not | yes(0) no(1)
23 | onuADSL2PlusPortCount | ADSL2+ port number | 1.3.6.1.4.1.3320.101.10.1.1.23 | INTEGER | read to only | Number of ADSL2+ port
24 | onuVDSL2PortCount | VDSL2 port number | 1.3.6.1.4.1.3320.101.10.1.1.24 | INTEGER | read to only | Number of VDSL2 port
25 | onuLLIDCount | LLID Count | 1.3.6.1.4.1.3320.101.10.1.1.25 | INTEGER | read to only | Number of LLID ONU notify OLT whether the multi to LLID mode is supported or not
26 | onuStatus | ONU Status | 1.3.6.1.4.1.3320.101.10.1.1.26 | INTEGER | read to only | ONU Status 0 to authenticated, 1 to registered, 2 to deregistered | authenticated(0) registered(1) deregistered(2) auto_config(3) lost(4) standby(5) |  | The registration status, online status and offline status of ONU are judged with this node
27 | onuDistance | Disatance between OLT and ONU | 1.3.6.1.4.1.3320.101.10.1.1.27 | INTEGER | read to only | Disatance between OLT and ONU |  | meter(m)
28 | onuBindStatus | ONU bind status | 1.3.6.1.4.1.3320.101.10.1.1.28 | INTEGER | read to write | ONU bind status 0 to static, 1 to dynamic | static(0) dynamic(1)
29 | onuReset | ONU reset operation | 1.3.6.1.4.1.3320.101.10.1.1.29 | INTEGER | read to write | ONU reset operation 0 to reset, 1 to no to reset | reset(0) no to reset(1)
30 | onuUpdateImage | Update ONU software image | 1.3.6.1.4.1.3320.101.10.1.1.30 | OCTET STRING | read to write | ONU update image name |  |  | Not recommended For the ONU upgrade feature, it is recommended to use node nmsEponOnuBatchUpdate(136141332010123)
31 | onuUpdateEepromImage | Update ONU ROM image | 1.3.6.1.4.1.3320.101.10.1.1.31 | OCTET STRING | read to write | ONU update eeprom image name |  |  | The feature is obsolete
32 | onuEncryptionStatus | ONU Encryption Status | 1.3.6.1.4.1.3320.101.10.1.1.32 | INTEGER | read to write | Global to level encryption enable or disable for an ONU |  |  | The feature is obsolete This node originally corresponds to the Cortina private protocol of CS8021 for docking CS8016 ONU For general ONU encryption, you should use node llidEncrypStatus(13614133201019114)
33 | onuEncryptionMode | ONU Encryption Mode | 1.3.6.1.4.1.3320.101.10.1.1.33 | INTEGER | read to write | Global to level encryption mode for an ONU | ctc to churning(2) |  | The feature is obsolete
34 | onuIgmpSnoopingStatus | ONU Multicast status | 1.3.6.1.4.1.3320.101.10.1.1.34 | INTEGER | read to write | Enables or disables ONU multicast
35 | onuMcstMode | ONU Multicast mode | 1.3.6.1.4.1.3320.101.10.1.1.35 | INTEGER | read to write | Config multicast mode0 to IGMP Snooping, 1 to CTC dynamic controllable multicastOnly igmp to snooping is supported currently | igmp to snooping(0) dynamic to controllable(1)
36 | OnuAFastLeaveAbility | ONU multicast fast to leave ability | 1.3.6.1.4.1.3320.101.10.1.1.36 | BITS | read to only | ONU multicast fast to leave ability | igmp to snooping to non to fast to leave(0) igmp to snooping to fast to leave(1) controllable to multicast to non to fast to leave(2) controllable to multicast to fast to leave(3) mld to snooping to non to fast to leave(4) mld to snooping to fast to leave(5) |  | Not yet implemented
37 | onuAcFastLeaveAdminControl | ONU fast to leave adminstration control | 1.3.6.1.4.1.3320.101.10.1.1.37 | INTEGER | read to write | Activating a fast to leave ability deactivate to Fast to Leave to Function(1), activate to Fast to Leave to Function(2) | disable(1) enable(2) |  | The same actual effect as the following nodes
38 | onuAFastLeaveAdminState | ONU fast to leave adminstration status | 1.3.6.1.4.1.3320.101.10.1.1.38 | INTEGER | read to only | ONU multicast fast to leave ability disable(1), enable(2) | disable(1) enable(2) |  | The same actual effect as the above nodes
39 | onuInFecStatus | ONU receiving FEC status | 1.3.6.1.4.1.3320.101.10.1.1.39 | INTEGER | read to write | ONU receiving FEC status |  |  | The feature is obsolete This node originally corresponds to the Cortina private protocol of CS8021 for docking CS8016 ONU
40 | onuOutFecStatus | ONU sending FEC status | 1.3.6.1.4.1.3320.101.10.1.1.40 | INTEGER | read to write | ONU sending FEC status |  |  | The feature is obsolete This node originally corresponds to the Cortina private protocol of CS8021 for docking CS8016 ONU
41 | onuIfProtectedStatus | ONU port protected status | 1.3.6.1.4.1.3320.101.10.1.1.41 | TruthValue | read to write | ONU port protected status | enable(1) disable(2) |  | Correspond to BDCOM private OAM
42 | onuSchedulerPolicy | ONU scheduler policy | 1.3.6.1.4.1.3320.101.10.1.1.42 | INTEGER | read to write | ONU scheduler policy1=sp(1), 2=wrr(2) | sp(1) wrr(2) |  | Correspond to BDCOM private OAM, downstream UNI egress scheduling
43 | onuDynamicMacLearningStatus | ONU dynamic MAC address learning status | 1.3.6.1.4.1.3320.101.10.1.1.43 | INTEGER | read to write | ONU dynamic MAC address learning status 1=off, 2=on | off(1) on(2) |  | Correspond to BDCOM private OAM
44 | onuDynamicMacAgingTime | ONU dynamic MAC address aging time | 1.3.6.1.4.1.3320.101.10.1.1.44 | INTEGER | read to write | ONU dynamic MAC address aging time Range is 0 or 15 to 3825 | disable(0) 15 to 3825 |  | Correspond to BDCOM private OAM There is currently no CTC onu aging time configuration node
45 | onuStaticMacAddressOld | ONU static MAC address | 1.3.6.1.4.1.3320.101.10.1.1.45 | MacAddress(OCTET STRING) | read to write | ONU static MAC address Need to configure with corresponding MAC addresss port together |  |  | The node is obsolete The ONU static MAC configuration requires a node nmsEponOnuStaticMacTable(13614133201011011)
46 | onuStaticMacAddressPortBitmapOld | ONU static MAC address port bitmap | 1.3.6.1.4.1.3320.101.10.1.1.46 | BITS | read to write | ONU static MAC address port bitmap value Each bit manifests an ONU port static MAC address status 0= no,1=yes |  |  | The node is obsolete The ONU static MAC configuration requires a node nmsEponOnuStaticMacTable(13614133201011011)
47 | onuStaticMacAddressConfigRowStatus | ONU static MAC address configuration row status | 1.3.6.1.4.1.3320.101.10.1.1.47 | INTEGER | read to create | ONU static MAC address configuration row status |  |  | The node is obsolete The ONU static MAC configuration requires a node nmsEponOnuStaticMacTable(13614133201011011)
48 | onuClearDynamicMacAddressByMac | Clear dynamic MAC address according to MAC | 1.3.6.1.4.1.3320.101.10.1.1.48 | MacAddress(OCTET STRING) | read to write | Clear dynamic MAC address according to MAC
49 | onuClearDynamicMacAddressByPort | Clear dynamic MAC address according to port number | 1.3.6.1.4.1.3320.101.10.1.1.49 | INTEGER | read to write | Clear dynamic MAC address according to port number
50 | onuPriorityQueueMapping | ONU priority queue mapping | 1.3.6.1.4.1.3320.101.10.1.1.50 | OCTET STRING | read to write | ONU priority queue mappingTotally 8 bytes,each byte manifests priority of corresponding queue number sorted by byte count |  |  | 8 bytes, corresponding to cos 0 to 7 Such as: cos 0 to to > queue 1 cos 1 to to > queue 1 cos 2 to to > queue 1 cos 3 to to > queue 2 cos 4 to to > queue 2 cos 5 to to > queue 2 cos 6 to to > queue 3 cos 7 to to > queue 4 Then the data is: 0101010202020304
51 | onuVlanMode | ONU VLAN mode | 1.3.6.1.4.1.3320.101.10.1.1.51 | INTEGER | read to write | ONU VLAN mode(0 to transparent mode, 1 to tag mode, 2 to translation mode, 3 to stacking mode, 254 to none) Only UNI set is supported | transparent to mode(0) tag to mode(1) translation to mode(2) stacking to mode(3) none(254) |  | The node is obsolete ONU VLAN mode is modified to follow the CTC standards and base on the UNI port configuration The node is onuUniIfVlanMode (1361413320101121118)
52 | onuIpAddressMode | ONU IP address work mode | 1.3.6.1.4.1.3320.101.10.1.1.52 | INTEGER | read to write | ONU IP address work mode 0 to default mode, dhcp, 1 to static IP address mode | dhcp(1) static(2) |  | Correspond to BDCOM private OAM CTC OAM use the node onuCTCIPParamConfigTable(13614133201011029) Need to modify the configuration with cooperation of onuStaticIpAddressRowStatus
53 | onuStaticIpAddress | ONU static IP mask | 1.3.6.1.4.1.3320.101.10.1.1.53 | IpAddress | read to write | ONU static ip address |  |  | Correspond to BDCOM private OAM CTC OAM use the node onuCTCIPParamConfigTable(13614133201011029) Need to modify the configuration with cooperation of onuStaticIpAddressRowStatus
54 | onuStaticIpMask | ONU static IP mask | 1.3.6.1.4.1.3320.101.10.1.1.54 | IpAddress | read to write | ONU static ip mask |  |  | Correspond to BDCOM private OAM CTC OAM use the node onuCTCIPParamConfigTable(13614133201011029) Need to modify the configuration with cooperation of onuStaticIpAddressRowStatus
55 | onuStaticIpGateway | ONU static ip gateway address | 1.3.6.1.4.1.3320.101.10.1.1.55 | IpAddress | read to write | ONU static ip gateway address |  |  | Correspond to BDCOM private OAM CTC OAM use the node onuCTCIPParamConfigTable(13614133201011029) Need to modify the configuration with cooperation of onuStaticIpAddressRowStatus
56 | onuMgmtVlan | ONU management VLAN | 1.3.6.1.4.1.3320.101.10.1.1.56 | INTEGER | read to write | ONU management VLAN |  |  | Correspond to BDCOM private OAM CTC OAM use the node onuCTCIPParamConfigTable(13614133201011029) Need to modify the configuration with cooperation of onuStaticIpAddressRowStatus
57 | onuStaticIpAddressRowStatus | ONU static ip address configuration row status | 1.3.6.1.4.1.3320.101.10.1.1.57 | RowStatus(INTEGER) | read to create | ONU static ip address configuration row status These four items: onuIpAddressMode, onuStaticIpAddress, onuStaticIpMask, onuStaticIpGateway, onuMgmtVlan, are added together |  |  | Correspond to BDCOM private OAM, CTC OAM use the node onuCTCIPParamConfigTable using node (13614133201011029) For unconfigured nodes, the value obtained by GET is 0 At this point, you can SET CreateAndGo to issue the default configuration (DHCP) to ONU and change the row state to ActiveIn the case of row Active, you can SET Destroy to restore the default configuration and restore row state to 0 Or after setting NotInService, use SET Active to issue the corresponding configuration to ONU after modifying the above parameter nodes
58 | onuCIR |  | 1.3.6.1.4.1.3320.101.10.1.1.58 | INTEGER | read to write | onu CIR |  |  | The feature is obsolete Currently only speed limit based on ONU UNI port is supported The node is onuUniIfSpeedLimitIngress(1361413320101121121)
59 | onuCBS |  | 1.3.6.1.4.1.3320.101.10.1.1.59 | INTEGER | read to write | onu CBS |  |  | The feature is obsolete Currently only ONU UNI port based speed limit is supported without CBS configuration node
60 | onuEBS |  | 1.3.6.1.4.1.3320.101.10.1.1.60 | INTEGER | read to write | onu EBS |  |  | The feature is obsolete Currently only ONU UNI port based speed limit is supported without EBS configuration node
61 | onuIfMacACL | ONU MAC address ACL | 1.3.6.1.4.1.3320.101.10.1.1.61 | OCTET STRING | read to write | ONU MAC address ACL |  |  | The feature is obsolete Currently only ONU UNI port based MAC ACL is supported with the node nmsOnuUniIfInMacACL(1361413320101105113)
62 | onuIfIpACL | ONU address ACL | 1.3.6.1.4.1.3320.101.10.1.1.62 | OCTET STRING | read to write | ONU address ACL |  |  | The feature is obsolete Currently only ONU UNI port based IP ACL is supported with the node nmsOnuUniIfInIpACL(1361413320101105115)
63 | onuVlans | ONU VLAN set value | 1.3.6.1.4.1.3320.101.10.1.1.63 | BITS | read to write | ONU VLAN set value Each bit manifests a VLAN status 0= no,1=yes |  |  | Correspond to BDCOM private OAM, amnd only for older parts of ONU
64 | onuActivePonDiid | ONU active PON DiiD | 1.3.6.1.4.1.3320.101.10.1.1.64 | INTEGER | read to only | The OLT PON diID connected to ONU active PON port
65 | onuPonPortCount | ONU PONport count | 1.3.6.1.4.1.3320.101.10.1.1.65 | INTEGER | read to only | ONU pon port count Max is 2, and min is 1 | 1 to 2
66 | onuActivePonPortIndex | ONU active PON port index | 1.3.6.1.4.1.3320.101.10.1.1.66 | INTEGER | read to only | ONU active pon port index | 0 to 2
67 | onuSerialPortWorkMode | ONU serial port working mode | 1.3.6.1.4.1.3320.101.10.1.1.67 | INTEGER | read to write | ONU serial port working mode | none(0) tcp to server(1) udp(2) tcp to client(3) |  | Correspond to BDCOM private OAM Need to modify the configuration with cooperation of onuSerialWorkModeRowStatus
68 | onuSerialPortWorkPort | ONU serial port working TCP/UDP port | 1.3.6.1.4.1.3320.101.10.1.1.68 | INTEGER | read to write | ONU serial port working TCP/UDP port | 1 to 65535 |  | Correspond to BDCOM private OAM Need to modify the configuration with cooperation of onuSerialWorkModeRowStatus
69 | onuSerialWorkModeRowStatus | ONU serial port setting row status | 1.3.6.1.4.1.3320.101.10.1.1.69 | INTEGER | read to create | ONU serial port setting row status These two items: onuSerialPortWorkMode and onuSerialPortWorkPort, are added together |  |  | Correspond to BDCOM private OAM You need to use SET NotInService command to modify the above parameter node, and use SET Active to issue corresponding configuration to ONU
70 | onuRemoteServerIpAddrIndex | ONU remote server IP address index | 1.3.6.1.4.1.3320.101.10.1.1.70 | INTEGER | read to write | ONU remote server IP address index This value is index of NMS to EPON to ONU to REMOTE to SERVER to INFO 0 to this value is deleted Default value is none |  |  | Correspond to BDCOM private OAM 值为nmsEponOnuRemoteServerEntry的索引0为特殊值,标识取消相关配置默认为0 Need to use with the cooperation of nmsEponOnuRemoteServerTable (1361413320101281) The value is index of nmsEponOnuRemoteServerEntry 0 is a special value that means to remove related configuration The default is 0
71 | onuPeerOLTIpAddr | ONU peer OLT IP address | 1.3.6.1.4.1.3320.101.10.1.1.71 | IpAddress | read to only | ONU peer OLT IP address |  |  | Correspond to BDCOM private OAM, the information obtained when ONU is online
72 | onuPeerPONIndex | ONU peer PON port index | 1.3.6.1.4.1.3320.101.10.1.1.72 | INTEGER | read to only | ONU peer PON port index |  |  | Correspond to BDCOM private OAM,the information obtained when ONU is online
73 | onuSerialPortCount | ONU serial port count | 1.3.6.1.4.1.3320.101.10.1.1.73 | INTEGER | read to only | ONU serial port count If no serial port, value set to 0 |  |  | Correspond to BDCOM private OAM,the information obtained when ONU is online
74 | onuBakupPonStatus | ONU bakup PON port status | 1.3.6.1.4.1.3320.101.10.1.1.74 | INTEGER | read to only | ONU bakup PON port status passive(0), active(1) | passive(0) active(1) |  | Correspond to BDCOM private OAM
75 | onuCurrentPONInUse | ONU current PON port using status | 1.3.6.1.4.1.3320.101.10.1.1.75 | INTEGER | read to only | ONU current PON port using status in_use(1), not_in_use(2) This node is noly use for D to PSG | in_use(1) not_in_use(2)
76 | onuCurrentPONMAC | ONU current PON MAC address | 1.3.6.1.4.1.3320.101.10.1.1.76 | PhysAddress(OCTET STRING) | read to only | ONU current PON MAC address This node is noly use for D to PSG
77 | onuPeerPONDiid | ONU peer PON LLID DIid value | 1.3.6.1.4.1.3320.101.10.1.1.77 | INTEGER | read to only | ONU peer PON LLID DIid value This node is noly use for D to PSG
78 | onuPeerPONMAC | ONU peer PON MAC address | 1.3.6.1.4.1.3320.101.10.1.1.78 | PhysAddress(OCTET STRING) | read to only | ONU peer PON MAC address This node is noly use for D to PSG
79 | onuConfigurablePortDiid | ONU configurabale PON DIid value | 1.3.6.1.4.1.3320.101.10.1.1.79 | INTEGER | read to only | ONU configurabale PON DIid value This node is noly use for D to PSG
80 | onuAliveTime | ONU Alive time, | 1.3.6.1.4.1.3320.101.10.1.1.80 | INTEGER | read to only | ONU Alive time, Unit is second |  | Second(s)
81 | onuHihSwitchStatusUpdate | ONU hand to in to hand switch update operation | 1.3.6.1.4.1.3320.101.10.1.1.81 | INTEGER | read to write | ONU hand to in to hand switch update operation When set value to 1, ONU status will be forced to update | force to to to update(1)
82 | onuAlarmTrapAdmin | ONU alarm trap admin status | 1.3.6.1.4.1.3320.101.10.1.1.82 | INTEGER | read to write | ONU alarm trap admin status Default value is 1 to enable | enable(1) disable(2)
83 | onuSpeedType | ONU PON port speed type | 1.3.6.1.4.1.3320.101.10.1.1.83 | INTEGER | read to only | ONU PON port speed type | type to 1g to 1g(0) type to 10g to 1g(1) type to 10g to 10g(2)
84 | onuLoid | ONU LOID | 1.3.6.1.4.1.3320.101.10.1.1.84 | OCTET STRING | read to only | ONU LOID |  |  | Only be obtained after ONU successfully enable LOID authenticationIf need to add the binding at authentication failure case, you need to use onuAuthenRejectTable (13614133201011011)
85 | onuExtModelID | ONU Extended model ID | 1.3.6.1.4.1.3320.101.10.1.1.85 | DisplayString(OCTET STRING) | read to only | ONU Extended model ID
102、nmsEPONOnuPONSwitchTable(EPON ONU PON Port Switch Table)
1 | onuPonSwitchIfIndex | LLID port index | 1.3.6.1.4.1.3320.101.10.2.1.1 | INTEGER | read to only | LLID port ifindex |  |  | Use the ifinDEX of the standard MIB ONU LLID interface as the index
2 | onuPonSwitchOperType | ONU PON port switch operation type | 1.3.6.1.4.1.3320.101.10.2.1.2 | INTEGER | read to write | ONU PON port switch operation type 0 to switch to another PON port and never switch back, 1 to switch to another PON port and switch back | switchBack(0) switchToAnother(1)
103、nmsEPONOnuCap2Table(EPON ONU Cap2 Capability Set Table)
1 | cap2OnuType | ONU type | 1.3.6.1.4.1.3320.101.10.3.1.1 | INTEGER | read to only | ONU type | sfu(0) hgu(1) sbu(2) mdu to fixed(3) mdu to light to eth(4) mdu to light to dsl(5) mdu to medium to dsl(6) mdu to hybrid(7) mtu(8) |  | Use the ifinDEX of the standard MIB ONU LLID interface as the index
2 | cap2Multillid | If ONU support multillid or not | 1.3.6.1.4.1.3320.101.10.3.1.2 | INTEGER | read to only | If ONU support multillid or not | yes(0) no(1)
3 | cap2ProtectionType | ONU protection type | 1.3.6.1.4.1.3320.101.10.3.1.3 | INTEGER | read to only | ONU protection type: not supported is 0, support c to psg is 1, support d to psg is 2 | not to supported(0) support to c to psg(1) support to d to psg(2)
4 | cap2NumPONIf | Number of pon ports | 1.3.6.1.4.1.3320.101.10.3.1.4 | INTEGER | read to only | Number of pon ports
5 | cap2NumSlot | Number of slots | 1.3.6.1.4.1.3320.101.10.3.1.5 | INTEGER | read to only | Number of slots
6 | cap2NumIfType | Number of interface types | 1.3.6.1.4.1.3320.101.10.3.1.6 | INTEGER | read to only | Number of interface types
7 | cap2NumGEPorts | Number of GE ports | 1.3.6.1.4.1.3320.101.10.3.1.7 | INTEGER | read to only | Number of GE ports
8 | cap2NumFEPorts | Number of FE ports | 1.3.6.1.4.1.3320.101.10.3.1.8 | INTEGER | read to only | Number of FE ports
9 | cap2NumVoIPPorts | Number of VoIP ports | 1.3.6.1.4.1.3320.101.10.3.1.9 | INTEGER | read to only | Number of VoIP ports
10 | cap2NumTDMPorts | Number of TDM ports | 1.3.6.1.4.1.3320.101.10.3.1.10 | INTEGER | read to only | Number of TDM ports
11 | cap2NumADSL2Ports | Number of ADSL2 ports | 1.3.6.1.4.1.3320.101.10.3.1.11 | INTEGER | read to only | Number of ADSL2 ports
12 | cap2NumVDSL2Ports | Number of VDSL2 ports | 1.3.6.1.4.1.3320.101.10.3.1.12 | INTEGER | read to only | Number of VDSL2 ports
13 | cap2NumWLANPorts | Number of WLAN ports | 1.3.6.1.4.1.3320.101.10.3.1.13 | INTEGER | read to only | Number of WLAN ports
14 | cap2NumUSBPorts | Number of USB ports | 1.3.6.1.4.1.3320.101.10.3.1.14 | INTEGER | read to only | Number of USB ports
15 | cap2NumCATVRFPorts | Number of CATV RF ports | 1.3.6.1.4.1.3320.101.10.3.1.15 | INTEGER | read to only | Number of CATV RF ports
16 | cap2NumSerialPorts | Number of serial ports | 1.3.6.1.4.1.3320.101.10.3.1.16 | INTEGER | read to only | Number of serial ports
17 | cap2BatteryBackup | If ONU have bakup battery or not | 1.3.6.1.4.1.3320.101.10.3.1.17 | INTEGER | read to only | If ONU have bakup battery or not |  |  | 1: yes(1) 2: no(0)
104、nmsEPONOnuSnmpTable(EPON ONU SNMP Access Configuration Table)
1 | onuMacAddr | ONU MAC address | 1.3.6.1.4.1.3320.101.10.4.1.1 | PhysAddress(OCTET STRING) | read to only | ONU MAC address |  |  | Use the ifinDEX of the standard MIB ONU LLID interface as the index
2 | onuIpAddr | ONU IP address | 1.3.6.1.4.1.3320.101.10.4.1.2 | IpAddress | read to write | ONU IP address
3 | onuCommRo | ONU SNMP read community | 1.3.6.1.4.1.3320.101.10.4.1.3 | OCTET STRING | read to write | ONU SNMP read community
4 | onuCommRw | ONU SNMP read & write community | 1.3.6.1.4.1.3320.101.10.4.1.4 | OCTET STRING | read to write | ONU SNMP read & write community
5 | onuSnmpPort | ONU SNMP get/set port number | 1.3.6.1.4.1.3320.101.10.4.1.5 | INTEGER | read to write | ONU SNMP get/set port number
6 | onuSnmpTrapPort | ONU SNMP trap port number | 1.3.6.1.4.1.3320.101.10.4.1.6 | INTEGER | read to write | ONU SNMP trap port number
7 | onuSnmpVersion | ONU SNMP version | 1.3.6.1.4.1.3320.101.10.4.1.7 | INTEGER | read to write | ONU SNMP get/set operation package version | v1(1) v2c(2)
8 | onuSnmpTrapVersion | ONU SNMP trap version | 1.3.6.1.4.1.3320.101.10.4.1.8 | INTEGER | read to write | ONU SNMP trap package version | v1(1) v2c(2)
9 | onuSnmpTrapHost | ONU SNMP trap host name | 1.3.6.1.4.1.3320.101.10.4.1.9 | IpAddress | read to write | ONU SNMP trap host name
105、nmsEPONOnuOpticalPortTable(EPON ONU Optical Link Diagnosis Information Table )
1 | opIfIndex | ONU LLID interface index | 1.3.6.1.4.1.3320.101.10.5.1.1 | INTEGER | read to only | ONU LLID port ifIndex The same value as ifIndex in ifTable |  |  | Use the ifinDEX of the standard MIB ONU LLID interface as the index
2 | opModuleTemp | ONU PON port optical module temperature | 1.3.6.1.4.1.3320.101.10.5.1.2 | INTEGER | read to only | ONU PON port optical module temperature Unit is 1/256 Celsuis |  | 1/256 °C
3 | opModuleVolt | ONU PON port optical module voltage | 1.3.6.1.4.1.3320.101.10.5.1.3 | INTEGER | read to only | ONU PON port optical module volt Unit is 100uV |  | 100uV
4 | opModuleCurrent | ONU PON port current optical module voltage | 1.3.6.1.4.1.3320.101.10.5.1.4 | INTEGER | read to only | ONU PON port optical module volt Unit is 2uA |  | 2uA
5 | opModuleRxPower | ONU PON port optical Rx Power | 1.3.6.1.4.1.3320.101.10.5.1.5 | INTEGER | read to only | ONU PON port optical receive power Unit is 01dB |  | 01dBm | Note that this node is the ONU port optical module rx power, different from the OLT port rx power for each ONU slot (136141332010110813)
6 | opModuleTxPower | ONU PON port optical TxPower | 1.3.6.1.4.1.3320.101.10.5.1.6 | INTEGER | read to only | ONU PON port optical send power Unit is 01dB |  | 01dBm
106、onuOpticsParameterAlarmSetTable(EPON onu Optical Module Parameter Alarm Setting Table)
1 | onuOpAlarmIfIndex | ONU LLID interface index | 1.3.6.1.4.1.3320.101.10.6.1.1.1 | INTEGER | read to only | ONU LLID port ifIndex The same value as ifIndex in ifTable |  |  | Use the ifinDEX of the standard MIB ONU LLID interface as the index
2 | onuOpTxPowerAlarmUpLimitEnable | Enable or disable the alarm of ONU optical module hign TX power | 1.3.6.1.4.1.3320.101.10.6.1.1.2 | INTEGER | read to write | Enable or disable the alarm of PON hign TX power 1 to enable, 2 to disable Default is disable | enable(1) disable(2) |  | Need to modify the configuration with cooperation of onuOpTxPowerAlarmUpLimitRowStatus
3 | onuOpTxPowerAlarmUpLimitThreshold | Upper threshold of ONU optical module tx power alarm | 1.3.6.1.4.1.3320.101.10.6.1.1.3 | INTEGER | read to write | The upper threshold of tx power alarm The unit is 01DBm The range is to 400 to 82 Default is 82 | to 400 to 82 | 01DBm | Need to modify the configuration with cooperation of onuOpTxPowerAlarmUpLimitRowStatus
4 | onuOpTxPowerAlarmUpLimitClearThreshold | Clear upper threshold of ONU optical module tx power alarm | 1.3.6.1.4.1.3320.101.10.6.1.1.4 | INTEGER | read to write | The upper threshold tx power alarm cleared The unit is 01DBm The range is to 400 to 82 Default is 82 | to 400 to 82 | 01DBm | Need to modify the configuration with cooperation of onuOpTxPowerAlarmUpLimitRowStatus
5 | onuOpTxPowerAlarmUpLimitRowStatus | The row status of ONU optical module tx power alarm upper threshold | 1.3.6.1.4.1.3320.101.10.6.1.1.5 | RowStatus | read to write | The row status of tx power upper alarm |  |  | SET NotInService to modify the above parameter nodes, then SET Active to send the corresponding configuration to ONU
6 | onuOpTxPowerAlarmLowLimitEnable | Enable or disable the alarm of ONU optical module low TX power | 1.3.6.1.4.1.3320.101.10.6.1.1.6 | INTEGER | read to write | Enable or disable the alarm of PON low TX power 1 to enable, 2 to disable Default is disable | enable(1) disable(2) |  | Need to modify the configuration with cooperation of onuOpTxPowerAlarmLowLimitRowStatus
7 | onuOpTxPowerAlarmLowLimitThreshold | Low threshold of ONU optical module tx power alarm | 1.3.6.1.4.1.3320.101.10.6.1.1.7 | INTEGER | read to write | The low threshold of tx power alarm The unit is 01DBm The range is to 400 to 82 Default is to 400 | to 400 to 82 | 01DBm | Need to modify the configuration with cooperation of onuOpTxPowerAlarmLowLimitRowStatus
8 | onuOpTxPowerAlarmLowLimitClearThreshold | Clear low threshold of ONU optical module tx power alarm | 1.3.6.1.4.1.3320.101.10.6.1.1.8 | INTEGER | read to write | The low threshold tx power alarm cleared The unit is 01DBm The range is to 400 to 82 Default is to 400 | to 400 to 82 | 01DBm | Need to modify the configuration with cooperation of onuOpTxPowerAlarmLowLimitRowStatus
9 | onuOpTxPowerAlarmLowLimitRowStatus | The row status of ONU optical module tx power alarm low threshold | 1.3.6.1.4.1.3320.101.10.6.1.1.9 | RowStatus | read to write | The row status of tx power low alarm |  |  | SET NotInService to modify the above parameter nodes, then SET Active to send the corresponding configuration to ONU
10 | onuOpRxPowerAlarmUpLimitEnable | Enable or disable the alarm of ONU optical module hign RX power | 1.3.6.1.4.1.3320.101.10.6.1.1.10 | INTEGER | read to write | Enable or disable the alarm of PON hign RX power 1 to enable, 2 to disable Default is disable | enable(1) disable(2) |  | Need to modify the configuration with cooperation of onuOpRxPowerAlarmUpLimitRowStatus
11 | onuOpRxPowerAlarmUpLimitThreshold | Upper threshold of ONU optical module RX power alarm | 1.3.6.1.4.1.3320.101.10.6.1.1.11 | INTEGER | read to write | The upper threshold of rx power alarm The unit is 01DBm The range is to 400 to 82 Default is 82 | to 400 to 82 | 01DBm | Need to modify the configuration with cooperation of onuOpRxPowerAlarmUpLimitRowStatus
12 | onuOpRxPowerAlarmUpLimitClearThreshold | Clear upper threshold of ONU optical module RX power alarm | 1.3.6.1.4.1.3320.101.10.6.1.1.12 | INTEGER | read to write | The upper threshold rx power alarm cleared The unit is 01DBm The range is to 400 to 82 Default is 82 | to 400 to 82 | 01DBm | Need to modify the configuration with cooperation of onuOpRxPowerAlarmUpLimitRowStatus
13 | onuOpRxPowerAlarmUpLimitRowStatus | The row status of ONU optical module RX power alarm upper threshold | 1.3.6.1.4.1.3320.101.10.6.1.1.13 | RowStatus | read to write | The row status of rx power upper alarm |  |  | SET NotInService to modify the above parameter nodes, then SET Active to send the corresponding configuration to ONU
14 | onuOpRxPowerAlarmLowLimitEnable | Enable or disable the alarm of ONU optical module low RX power | 1.3.6.1.4.1.3320.101.10.6.1.1.14 | INTEGER | read to write | Enable or disable the alarm of PON low RX power 1 to enable, 2 to disable Default is disable | enable(1) disable(2) |  | Need to modify the configuration with cooperation of onuOpRxPowerAlarmLowLimitRowStatus
15 | onuOpRxPowerAlarmLowLimitThreshold | Low threshold of ONU optical module RX power alarm | 1.3.6.1.4.1.3320.101.10.6.1.1.15 | INTEGER | read to write | The low threshold of rx power alarm The unit is 01DBm The range is to 400 to 82 Default is to 400 | to 400 to 82 | 01DBm | Need to modify the configuration with cooperation of onuOpRxPowerAlarmLowLimitRowStatus
16 | onuOpRxPowerAlarmLowLimitClearThreshold | Clear low threshold of ONU optical module RX power alarm | 1.3.6.1.4.1.3320.101.10.6.1.1.16 | INTEGER | read to write | The low threshold rx power alarm cleared The unit is 01DBm The range is to 400 to 82 Default is to 400 | to 400 to 82 | 01DBm | Need to modify the configuration with cooperation of onuOpRxPowerAlarmLowLimitRowStatus
17 | onuOpRxPowerAlarmLowLimitRowStatus | The row status of ONU optical module RX power alarm low threshold | 1.3.6.1.4.1.3320.101.10.6.1.1.17 | RowStatus | read to write | The row status of rx power low alarm |  |  | SET NotInService to modify the above parameter nodes, then SET Active to send the corresponding configuration to ONU
18 | onuOpTemperatureAlarmUpLimitEnable | Enable or disable the alarm of ONU optical module hign temperature | 1.3.6.1.4.1.3320.101.10.6.1.1.18 | INTEGER | read to write | Enable or disable the alarm of PON high temperature 1 to enable, 2 to disable Default is disable | enable(1) disable(2) |  | Need to modify the configuration with cooperation of onuOpTemperatureAlarmUpLimitRowStatus
19 | onuOpTemperatureAlarmUpLimitThreshold | Upper threshold of ONU optical module temperature alarm | 1.3.6.1.4.1.3320.101.10.6.1.1.19 | INTEGER | read to write | The upper threshold of temperature alarm The unit is 01 degree The range is to 1280 to 1280 Default is 1280 | to 1280 to 1280 | 01°C | Need to modify the configuration with cooperation of onuOpTemperatureAlarmUpLimitRowStatus
20 | onuOpTemperatureAlarmUpLimitClearThreshold | Clear upper threshold of ONU optical module temperature alarm | 1.3.6.1.4.1.3320.101.10.6.1.1.20 | INTEGER | read to write | The upper threshold temperature alarm cleared The unit is 01 degree The range is to 1280 to 1280 Default is 1280 | to 1280 to 1280 | 01°C | Need to modify the configuration with cooperation of onuOpTemperatureAlarmUpLimitRowStatus
21 | onuOpTemperatureAlarmUpLimitRowStatus | The row status of ONU optical module temperature alarm upper threshold | 1.3.6.1.4.1.3320.101.10.6.1.1.21 | RowStatus | read to write | The row status of temperature upper alarm |  |  | SET NotInService to modify the above parameter nodes, then SET Active to send the corresponding configuration to ONU
22 | onuOpTemperatureAlarmLowLimitEnable | Enable or disable the alarm of ONU optical module low temperature | 1.3.6.1.4.1.3320.101.10.6.1.1.22 | INTEGER | read to write | Enable or disable the alarm of PON low temperature 1 to enable, 2 to disable Default is disable | enable(1) disable(2) |  | Need to modify the configuration with cooperation of onuOpTemperatureAlarmLowLimitRowStatus
23 | onuOpTemperatureAlarmLowLimitThreshold | Low threshold of ONU optical module temperature alarm | 1.3.6.1.4.1.3320.101.10.6.1.1.23 | INTEGER | read to write | The low threshold of temperature alarm The unit is 01 degree The range is to 1280 to 1280 Default is to 1280 | to 1280 to 1280 | 01°C | Need to modify the configuration with cooperation of onuOpTemperatureAlarmLowLimitRowStatus
24 | onuOpTemperatureAlarmLowLimitClearThreshold | Clear low threshold of ONU optical module temperature alarm | 1.3.6.1.4.1.3320.101.10.6.1.1.24 | INTEGER | read to write | The low threshold temperature alarm cleared The unit is 01 degree The range is to 1280 to 1280 Default is to 1280 | to 1280 to 1280 | 01°C | Need to modify the configuration with cooperation of onuOpTemperatureAlarmLowLimitRowStatus
25 | onuOpTemperatureAlarmLowLimitRowStatus | The row status of ONU optical module temperature alarm low threshold | 1.3.6.1.4.1.3320.101.10.6.1.1.25 | RowStatus | read to write | The row status of temperature low alarm |  |  | SET NotInService to modify the above parameter nodes, then SET Active to send the corresponding configuration to ONU
26 | onuOpVoltageAlarmUpLimitEnable | Enable or disable the alarm of ONU optical module hign voltage | 1.3.6.1.4.1.3320.101.10.6.1.1.26 | INTEGER | read to write | Enable or disable the alarm of PON high voltage 1 to enable, 2 to disable Default is disable | enable(1) disable(2) |  | Need to modify the configuration with cooperation of onuOpVoltageAlarmUpLimitRowStatus
27 | onuOpVoltageAlarmUpLimitThreshold | Upper threshold of ONU optical module voltage alarm | 1.3.6.1.4.1.3320.101.10.6.1.1.27 | INTEGER | read to write | The upper threshold of voltage alarm The unit is 01V The range is 0 to 65 Default is 65 | 0 to 65 | 01V | Need to modify the configuration with cooperation of onuOpVoltageAlarmUpLimitRowStatus
28 | onuOpVoltageAlarmUpLimitClearThreshold | Clear upper threshold of ONU optical module voltage alarm | 1.3.6.1.4.1.3320.101.10.6.1.1.28 | INTEGER | read to write | The upper threshold voltage alarm cleared The unit is 01V The range is 0 to 65 Default is 65 | 0 to 65 | 01V | Need to modify the configuration with cooperation of onuOpVoltageAlarmUpLimitRowStatus
29 | onuOpVoltageAlarmUpLimitRowStatus | The row status of ONU optical module voltage alarm upper threshold | 1.3.6.1.4.1.3320.101.10.6.1.1.29 | RowStatus | read to write | The row status of voltage upper alarm |  |  | SET NotInService to modify the above parameter nodes, then SET Active to send the corresponding configuration to ONU
30 | onuOpVoltageAlarmLowLimitEnable | Enable or disable the alarm of ONU optical module low voltage | 1.3.6.1.4.1.3320.101.10.6.1.1.30 | INTEGER | read to write | Enable or disable the alarm of PON low voltage 1 to enable, 2 to disable Default is disable | enable(1) disable(2) |  | Need to modify the configuration with cooperation of onuOpVoltageAlarmLowLimitRowStatus
31 | onuOpVoltageAlarmLowLimitThreshold | Low threshold of ONU optical module voltage alarm | 1.3.6.1.4.1.3320.101.10.6.1.1.31 | INTEGER | read to write | The low threshold of voltage alarm The unit is 01V The range is 0 to 65 Default is 0 | 0 to 65 | 01V | Need to modify the configuration with cooperation of onuOpVoltageAlarmLowLimitRowStatus
32 | onuOpVoltageAlarmLowLimitClearThreshold | Clear low threshold of ONU optical module voltage alarm | 1.3.6.1.4.1.3320.101.10.6.1.1.32 | INTEGER | read to write | The low threshold voltage alarm cleared The unit is 01V The range is 0 to 65 Default is 0 | 0 to 65 | 01V | Need to modify the configuration with cooperation of onuOpVoltageAlarmLowLimitRowStatus
33 | onuOpVoltageAlarmLowLimitRowStatus | The row status of ONU optical module voltage alarm low threshold | 1.3.6.1.4.1.3320.101.10.6.1.1.33 | RowStatus | read to write | The row status of voltage low alarm |  |  | SET NotInService to modify the above parameter nodes, then SET Active to send the corresponding configuration to ONU
34 | onuOpCurrentAlarmUpLimitEnable | Enable or disable the alarm of ONU optical module hign current | 1.3.6.1.4.1.3320.101.10.6.1.1.34 | INTEGER | read to write | Enable or disable the alarm of PON high current 1 to enable, 2 to disable Default is disable | enable(1) disable(2) |  | Need to modify the configuration with cooperation of onuOpCurrentAlarmUpLimitRowStatus
35 | onuOpCurrentAlarmUpLimitThreshold | Upper threshold of ONU optical module current alarm | 1.3.6.1.4.1.3320.101.10.6.1.1.35 | INTEGER | read to write | The upper threshold of current alarm The unit is 01mA The range is 0 to 1310 Default is 1310 | 0 to 1310 | 01mA | Need to modify the configuration with cooperation of onuOpCurrentAlarmUpLimitRowStatus
36 | onuOpCurrentAlarmUpLimitClearThreshold | Clear upper threshold of ONU optical module current alarm | 1.3.6.1.4.1.3320.101.10.6.1.1.36 | INTEGER | read to write | The upper threshold current alarm cleared The unit is 01mA The range is 0 to 1310 Default is 1310 | 0 to 1310 | 01mA | Need to modify the configuration with cooperation of onuOpCurrentAlarmUpLimitRowStatus
37 | onuOpCurrentAlarmUpLimitRowStatus | The row status of ONU optical module current alarm upper threshold | 1.3.6.1.4.1.3320.101.10.6.1.1.37 | RowStatus | read to write | The row status of current upper alarm |  |  | SET NotInService to modify the above parameter nodes, then SET Active to send the corresponding configuration to ONU
38 | onuOpCurrentAlarmLowLimitEnable | Enable or disable the alarm of ONU optical module low current | 1.3.6.1.4.1.3320.101.10.6.1.1.38 | INTEGER | read to write | Enable or disable the alarm of PON low current 1 to enable, 2 to disable Default is disable | enable(1) disable(2) |  | Need to modify the configuration with cooperation of onuOpCurrentAlarmLowLimitRowStatus
39 | onuOpCurrentAlarmLowLimitThreshold | Low threshold of ONU optical module current alarm | 1.3.6.1.4.1.3320.101.10.6.1.1.39 | INTEGER | read to write | The low threshold of current alarm The unit is 01mA The range is 0 to 1310 Default is 0 | 0 to 1310 | 01mA | Need to modify the configuration with cooperation of onuOpCurrentAlarmLowLimitRowStatus
40 | onuOpCurrentAlarmLowLimitClearThreshold | Clear low threshold of ONU optical module current alarm | 1.3.6.1.4.1.3320.101.10.6.1.1.40 | INTEGER | read to write | The low threshold current alarm cleared The unit is 01mA The range is 0 to 1310 Default is 0 | 0 to 1310 | 01mA | Need to modify the configuration with cooperation of onuOpCurrentAlarmLowLimitRowStatus
41 | onuOpCurrentAlarmLowLimitRowStatus | The row status of ONU optical module current alarm low threshold | 1.3.6.1.4.1.3320.101.10.6.1.1.41 | RowStatus | read to write | The row status of current low alarm |  |  | SET NotInService to modify the above parameter nodes, then SET Active to send the corresponding configuration to ONU
107、onuIPParamGetTable(ONU IP Parameter Search Table)
1 | onuIpIfIndex | interface index | 1.3.6.1.4.1.3320.101.10.7.1.1 | INTEGER | read to only | Index of LLID interface |  |  | Use the ifinDEX of the standard MIB ONU LLID interface as the index
2 | onuIpVersion | IP address version | 1.3.6.1.4.1.3320.101.10.7.1.2 | INTEGER | read to only | Onu management ip version 1 means ipv4, 2 means ipv6 |  |  | Onu management ip version 1 means ipv4, 2 means ipv6
3 | onuIpv4Address | IPV4 address | 1.3.6.1.4.1.3320.101.10.7.1.3 | IpAddress | read to only | Onu management ipv4 address Valid only ipVersion is 1(ipv4) |  |  | Onu management ipv4 address Valid only ip Version is ipv4
4 | onuIpv4Mask | IPV4 subnet mask | 1.3.6.1.4.1.3320.101.10.7.1.4 | IpAddress | read to only | Onu management ipv4 mask Valid only ipVersion is 1(ipv4) |  |  | Onu management ipv4 mask Valid only ip Version is ipv4
5 | onuIpv4GateWay | IPV4 gateway | 1.3.6.1.4.1.3320.101.10.7.1.5 | IpAddress | read to only | Onu management ipv4 gateway Valid only ipVersion is 1(ipv4) |  |  | Onu management ipv4 gateway Valid only ip Version is ipv4
6 | onuIpv6Address | IPV6 address | 1.3.6.1.4.1.3320.101.10.7.1.6 | InetAddressIPv6 | read to only | Onu management ipv6 address Valid only ipVersion is 2(ipv6) |  |  | Onu management ipv6 address Valid only ip Version is ipv6 Not yet implemented
7 | onuIpv6Prefix | IPV6 address prefix | 1.3.6.1.4.1.3320.101.10.7.1.7 | INTEGER | read to only | Onu management ipv6 prefix Valid only ipVersion is 2(ipv6) |  |  | Onu management ipv6 prefix Valid only ipVersion is ipv6 Not yet implemented
8 | onuIpv6GateWay | IPV6 gateway | 1.3.6.1.4.1.3320.101.10.7.1.8 | InetAddressIPv6 | read to only | Onu management ipv6 gateway Valid only ipVersion is 2(ipv6) |  |  | Onu management ipv6 gateway Valid only ipVersion is ipv6 Not yet implemented
9 | onuIpCVlan | Management CVLAN | 1.3.6.1.4.1.3320.101.10.7.1.9 | INTEGER | read to only | Onu management cvlan If Packet has two tags, This is inner tag The range is 1 to 4094 | 1 to 4094 |  | Onu management cvlan If Packet has two tags, This is inner tag The range is 1 to 4094
10 | onuIpSVlan | Management SVLAN | 1.3.6.1.4.1.3320.101.10.7.1.10 | INTEGER | read to only | Onu management svlan The range is 0 to 4094 0 means packet has only one tag, vlanid is cvlan Nonzero means packet has two tags, and vlanid of ounter tag is svlan | 0 to 4094 |  | Onu management svlan The range is 0 to 4094 0 means packet has only one tag, vlanid is cvlan Nonzero means packet has two tags, and vlanid of ounter tag is svlan
11 | onuIpPriority | Priority | 1.3.6.1.4.1.3320.101.10.7.1.11 | INTEGER | read to only | Onu management vlan priority The range is 0 to 7 | 0 to 7 |  | Onu management vlan priority The range is 0 to 7
108、onuConfigCopy(ONU Configuration Copy)
0 | onuConfigCopy | ONU configuration copy | 1.3.6.1.4.1.3320.101.10.8 | OCTET STRING | read to write | ONU configuration copy |  |  | Write the format as copy source diID^ copy destination diID, and diID must be the diID of ONU LLID interface For example, 99^302 Reading is meaningless
109、onuAutoMove(ONU Auto Configuration Migration)
1091、ONU Auto Migration of Global Parameters
1 | onuDisableAutoMove | Disable ONU auto move | 1.3.6.1.4.1.3320.101.10.9.1 | INTEGER | read to write | Disable ONU auto move | no(0) yes(1)
1092、onuMacAddressBindPONportTable(ONU MAC Address Force Binding PON Port Table)
1 | onuMacBindPonIfIndex | PON port index | 1.3.6.1.4.1.3320.101.10.9.2.1.1 | INTEGER | read to only | Index of PON port |  |  | This table is 2-level index, level 1 index is ifindex of the standard MIB ONU PON interface, and level 2 is binding LLID MAC addresses The feature is obsolete
2 | onuMacBindAddressIndex | ONU的MAC address | 1.3.6.1.4.1.3320.101.10.9.2.1.2 | MacAddress(OCTET STRING) | read to only | LLID MAC address |  |  | The feature is obsolete
3 | isOnuMacAddressBindPonport | Whether to force bind the PON port and not allow migration | 1.3.6.1.4.1.3320.101.10.9.2.1.3 | INTEGER | read to write | MAC address binding status enable | no(0) yes(1) |  | The feature is obsolete
4 | onuMacBindLLIDIfIndex | ONU LLID port 的IfIndex | 1.3.6.1.4.1.3320.101.10.9.2.1.4 | INTEGER | read to only | Index of onu port |  |  | The feature is obsolete
1010、PONBlacklistConfigTable(PON portONU Blacklist Configuration Table)
1 | ponBlacklistConfigPonIfIndex | PON port index | 1.3.6.1.4.1.3320.101.10.10.1.1 | INTEGER | read to create | Index of PON port |  |  | This table is 2-level index, level 1 index is ifindex of the standard MIB ONU PON interface, and level 2 is blacklist entries of PON port
2 | ponBlacklistConfigSeqNo | Index of Blacklist Entry on PON | 1.3.6.1.4.1.3320.101.10.10.1.2 | INTEGER | read to create | Index of Entry on PON
3 | ponBlacklistConfigMacAddress | MAC address of ONU prohibited by blacklist | 1.3.6.1.4.1.3320.101.10.10.1.3 | MacAddress(OCTET STRING) | read to create | onu authentication block MAC address
4 | ponBlacklistConfigLastBlockTime | Last authentication to jeject time | 1.3.6.1.4.1.3320.101.10.10.1.4 | TimeTicks | read to only | last authentication time in system tick from sys to up |  |  | Note that TimeTicks is the length of time in unit of 001s since the device started
5 | ponBlacklistConfigRowStatus | PON port blacklist row status | 1.3.6.1.4.1.3320.101.10.10.1.5 | RowStatus(INTEGER) | read to create | PON Black list Config row status |  |  | Operate as Standard RowStatus
1011、onuAuthenRejectTable(ONU Authentication Reject Table)
1 | onuAuthenRejectPonIfIndex | PON port index | 1.3.6.1.4.1.3320.101.10.11.1.1 | INTEGER | read to only | Index of PON port |  |  | This table is 2-level index, level 1 index is ifindex of the standard MIB ONU PON interface, and level 2 is authentication-reject entry under PON port
2 | onuAuthenRejectSeqNo | PON port authentication reject entry index | 1.3.6.1.4.1.3320.101.10.11.1.2 | INTEGER | read to only | ONU rejects sequcences number
3 | onuAuthenRejectMacAddress | MAC address of authentication reject ONU | 1.3.6.1.4.1.3320.101.10.11.1.3 | MacAddress(OCTET STRING) | read to only | onu authentication block MAC address
4 | onuAuthenRejectTime | Last authentication to jeject time | 1.3.6.1.4.1.3320.101.10.11.1.4 | TimeTicks | read to only | last authentication time in system tick from sys to up |  |  | Note that TimeTicks is the length of time in unit of 001s since the device started
5 | onuAuthenRejectLoid | Authentication rejecting LOID | 1.3.6.1.4.1.3320.101.10.11.1.5 | OCTET STRING | read to only | authentication rejecting loid |  |  | This information is only available in the LOID-related authentication methods
6 | onuAuthenRejectPassword | authentication rejecting password | 1.3.6.1.4.1.3320.101.10.11.1.6 | OCTET STRING | read to only | authentication rejecting password |  |  | This information is only available in the LOID-related authentication methods
1012、onuLoidAuthenConfigTable(ONU LOID Authentication Configuration Table)
1 | onuLoidAuthenPonIfIndex | PON port index | 1.3.6.1.4.1.3320.101.10.12.1.1 | INTEGER | read to create | Index of PON port |  |  | This table is 2-level index, level 1 index is ifindex of the standard MIB ONU PON interface, level 2 is ONU LLID of PON port
2 | onuLoidAuthenllidseqNo | PON port ONU LLID index | 1.3.6.1.4.1.3320.101.10.12.1.2 | INTEGER | read to create | ONU llid sequcences number
3 | onuLoidAuthenOnuIfIndex | ONU LLID inteface index | 1.3.6.1.4.1.3320.101.10.12.1.3 | INTEGER | read to only | onu inteface index
4 | onuLoidAuthenLoid | ONU authentication loid information | 1.3.6.1.4.1.3320.101.10.12.1.4 | OCTET STRING | read to create | onu authentication loid information |  |  | Note that TimeTicks is the length of time in unit of 001s since the device started
5 | onuLoidAuthenPassword | ONU authentication loid password | 1.3.6.1.4.1.3320.101.10.12.1.5 | OCTET STRING | read to create | onu authentication loid password |  |  | This information is only available in the LOID-related authentication methods
6 | onuLoidAuthenRowStatus | ONU LOID authentication row status | 1.3.6.1.4.1.3320.101.10.12.1.6 | RowStatus(INTEGER) | read to create | authentication RowStatus |  |  | Operate as Standard RowStatus
1013、nmsEPONOnuTransceiver(ONU Transceiver Operation)
1 | transceiverOperByDiid | Transceiver Operation By Diid | 1.3.6.1.4.1.3320.101.10.13.1 | INTEGER | read to write | Transceiver Operation By Diid This operation will active after transceiverOperAction is set |  |  | Must be the diID of the LLID interface
2 | transceiverOperByMac | Transceiver Operation By ONU MAC address | 1.3.6.1.4.1.3320.101.10.13.2 | MacAddress(OCTET STRING) | read to write | Transceiver Operation By MAC address This operation will active after transceiverOperAction is set
3 | transceiverOperAction | Transceiver Operation type | 1.3.6.1.4.1.3320.101.10.13.3 | INTEGER | read to write | This operation will be set followed by transceiverOperByDiid and transceiverOperByMac The value is affected on the latest set to the transceiverOperByDiid and transceiverOperByMac | tx_on(1) tx_off(2) |  | Set to the correct values for the transceiverOperByDiid or transceiverOperByMac, then operate this node
1029、onuCTCIPParamConfigTable(ONU CTC Management IP Parameter Configuration Table)
1 | onuIpConfigIfIndex | Interface index | 1.3.6.1.4.1.3320.101.10.29.1.1 | INTEGER | read to write | Index of LLID interface |  |  | Use the ifinDEX of the standard MIB ONU LLID interface as the index
2 | onuIpConfigVersion | IP address version | 1.3.6.1.4.1.3320.101.10.29.1.2 | INTEGER | read to write | Onu management ip version 1 means ipv4, 2 means ipv6 |  |  | Onu management ip version 1 means ipv4, 2 means ipv6 Need to modify the configuration with cooperation of onuIpConfigRowStatus
3 | onuIpConfigIpv4Address | IPV4 address | 1.3.6.1.4.1.3320.101.10.29.1.3 | IpAddress | read to write | Onu management ipv4 address Valid only ipVersion is 1(ipv4) |  |  | Onu management ipv4 address Valid only ip Version is ipv4 Need to modify the configuration with cooperation of onuIpConfigRowStatus
4 | onuIpConfigIpv4Mask | IPV4 subnet mask | 1.3.6.1.4.1.3320.101.10.29.1.4 | IpAddress | read to write | Onu management ipv4 mask Valid only ipVersion is 1(ipv4) |  |  | Onu management ipv4 mask Valid only ip Version is ipv4 Need to modify the configuration with cooperation of onuIpConfigRowStatus
5 | onuIpConfigIpv4GateWay | IPV4 gateway | 1.3.6.1.4.1.3320.101.10.29.1.5 | IpAddress | read to write | Onu management ipv4 gateway Valid only ipVersion is 1(ipv4) |  |  | Onu management ipv4 gateway Valid only ip Version is ipv4 Need to modify the configuration with cooperation of onuIpConfigRowStatus
6 | onuIpConfigIpv6Address | IPV6 address | 1.3.6.1.4.1.3320.101.10.29.1.6 | InetAddressIPv6 | read to write | Onu management ipv6 address Valid only ipVersion is 2(ipv6) |  |  | Onu management ipv6 address Valid only ip Version is ipv6 Need to modify the configuration with cooperation of onuIpConfigRowStatus Not yet implemented
7 | onuIpConfigIpv6Prefix | IPV6 address prefix | 1.3.6.1.4.1.3320.101.10.29.1.7 | INTEGER | read to write | Onu management ipv6 prefix Valid only ipVersion is 2(ipv6) |  |  | Onu management ipv6 prefix Valid only ipVersion is ipv6 Need to modify the configuration with cooperation of onuIpConfigRowStatus Not yet implemented
8 | onuIpConfigIpv6GateWay | IPV6 gateway | 1.3.6.1.4.1.3320.101.10.29.1.8 | InetAddressIPv6 | read to write | Onu management ipv6 gateway Valid only ipVersion is 2(ipv6) |  |  | Onu management ipv6 gateway Valid only ipVersion is ipv6 Need to modify the configuration with cooperation of onuIpConfigRowStatus Not yet implemented
9 | onuIpConfigCVlan | Management CVLAN | 1.3.6.1.4.1.3320.101.10.29.1.9 | INTEGER | read to write | Onu management cvlan If Packet has two tags, This is inner tag The range is 1 to 4094 | 1 to 4094 |  | Onu management cvlan If Packet has two tags, This is inner tag The range is 1 to 4094 Need to modify the configuration with cooperation of onuIpConfigRowStatus
10 | onuIpConfigSVlan | Management SVLAN | 1.3.6.1.4.1.3320.101.10.29.1.10 | INTEGER | read to write | Onu management svlan The range is 0 to 4094 0 means packet has only one tag, vlanid is cvlan Nonzero means packet has two tags, and vlanid of ounter tag is svlan | 0 to 4094 |  | Onu management svlan The range is 0 to 4094 0 means packet has only one tag, vlanid is cvlan Nonzero means packet has two tags, and vlanid of ounter tag is svlan Need to modify the configuration with cooperation of onuIpConfigRowStatus
11 | onuIpConfigPriority | Priority | 1.3.6.1.4.1.3320.101.10.29.1.11 | INTEGER | read to write | Onu management vlan priority The range is 0 to 7 | 0 to 7 |  | Onu management vlan priority The range is 0 to 7 Need to modify the configuration with cooperation of onuIpConfigRowStatus
12 | onuIpConfigRowStatus | IP parameter configuration row status | 1.3.6.1.4.1.3320.101.10.29.1.12 | RowStatus(INTEGER) | read to write | CTC ONU ip address configuration row status These ten items: ipVersion,ipv4Address, ipv4Mask,ipv4GateWay, ipv6Address, ipv6Prefix, ipv6GateWay, CVLAN, SVLAN, Priority, are added together |  |  | SET NotInService to modify the above parameter nodes, then SET Active to send the corresponding configuration to ONU
1030、onuCATVConfigTable(ONU CATV Configuration Table)
1 | ifCATVIndex | LLID port index | 1.3.6.1.4.1.3320.101.10.30.1.1 | INTEGER | read to only | Index of LLID interface |  |  | Use the ifinDEX of the standard MIB ONU LLID interface as the index
2 | ifCATVAdminStatus | CATV adminstration status | 1.3.6.1.4.1.3320.101.10.30.1.2 | INTEGER | read to write | Onu CATV module admin status 1 means admin up, 2 means admin down Default is 1(admin up) | up(1) down(2)
1031、onuCATVStatusTable(ONU CATV Status Table)
1 | ifCATVStatusIndex | LLID port Index | 1.3.6.1.4.1.3320.101.10.31.1.1 | INTEGER | read to only | Index of LLID interface |  |  | Use the ifinDEX of the standard MIB ONU LLID interface as the index
2 | ifCATVRxPower | CATV rx power | 1.3.6.1.4.1.3320.101.10.31.1.2 | INTEGER | read to only | Onu CATV module rx power Unit is 01 DBm |  | 01 DBm
3 | ifCATVTxVoltage | CATV tx voltag | 1.3.6.1.4.1.3320.101.10.31.1.3 | INTEGER | read to only | Onu CATV module tx voltage Unit is 01 DBuV |  | 01 DBuV
11、nmsEPONLlidOnuBind(LLID Binding Management)
111、nmsEPONLlidOnuBindTable(Bind Table of LLID and ONU)
1 | llidOnuBindPonIfindex | PON port index | 1.3.6.1.4.1.3320.101.11.1.1.1 | INTEGER | read to create | EPON port DIID that LLID belongs to |  |  | This table is 2-level index The level 1 index is ifindex of standard MIB EPON interface, and level 2 indexe is the binding ONU MAC address
2 | llidOnuBindSequenceNo | LLID bind sequence number | 1.3.6.1.4.1.3320.101.11.1.1.2 | INTEGER | read to create | LLID sequence number | 1G EPON port: 0 to 65(0/65 only makes sense for SET) 10G EPON port: 0 to 257(0/257 only makes sense for SET) |  | LLID ordinal number starting from 1 of each PON port, that is, the ZZ part of command EPON XX/YY:ZZ Set the node to create and delete effect of LLID binding MAC entries on the PON port The value of the SET is 0, which means that the bound MAC entry is removed value of the SET is not 0, which means that the bound MAC entry is created If the SET value is the supported maximum number of LLID adding 1(1G EPON is 65, 10g EPON is 257), which means the LLID ordinal is automatically assigned, or the specified value is used as the LLID ordinal
3 | llidOnuBindMacAddress | ONU bind MAC address | 1.3.6.1.4.1.3320.101.11.1.1.3 | MacAddress(OCTET STRING) | read to create | ONU MAC address, that is unique id for ONU
4 | llidOnuBindDesc | ONU description | 1.3.6.1.4.1.3320.101.11.1.1.4 | OCTET STRING | read to write | LLID & ONU binding description |  |  | Strings are up to 32 bytes, and some older versions may be up to 16 bytes
5 | llidOnuBindType | LLID & ONU MAC binding type | 1.3.6.1.4.1.3320.101.11.1.1.5 | INTEGER | read to only | LLID & ONU MAC binding type,0 to static, 1 to dynamic | static(0) dynamic(1) |  | This node only set for MAC binding types Obtain the ONU overall binding type with node llidOnlineInfoBindType(136141332010111414) (there are three methods for binding including current ONU LOID, MAC, force As long as one way of binding type is static, the ONU's overall binding type is considered as static)
6 | llidOnuBindStatus | LLID & ONU bind status | 1.3.6.1.4.1.3320.101.11.1.1.6 | INTEGER | read to only | LLID & ONU binding status | authenticated(0) registered(1) deregistered(2) auto_config(3) lost(4) standby(5)
7 | llidOnuBindDistance | LLID & ONU binding Distance | 1.3.6.1.4.1.3320.101.11.1.1.7 | INTEGER | read to only | LLID & ONU binding Distance |  | meter(m)
8 | llidOnuBindRTT | LLID & ONU binding round to trip time | 1.3.6.1.4.1.3320.101.11.1.1.8 | INTEGER | read to only | LLID & ONU binding round to trip time |  | TQ(=16ns)
9 | llidOnuBindLastRegTime | LLID & ONU binding last register time | 1.3.6.1.4.1.3320.101.11.1.1.9 | DateAndTime | read to only | LLID & ONU binding last register time
10 | llidOnuBindLastDeregTime | LLID & ONU binding last deregister time | 1.3.6.1.4.1.3320.101.11.1.1.10 | DateAndTime | read to only | LLID & ONU binding last deregister time
11 | llidOnuBindLastDeregReason | LLID & ONU binding last deregister reason | 1.3.6.1.4.1.3320.101.11.1.1.11 | INTEGER | read to only | LLID & ONU binding last deregister reason | normal(2)(Obsolete) mpcp to down(3)(Obsolete) oam to down(4)(Obsolete) firmware to download(5)(Obsolete) illegal to mac(6)(Obsolete) llid to admin to down(7) wire to down(8) power to off(9) unknow(255)
112、nmsEPONLlidCreateTable(LLID interface Create Table)
1 | llidCreatePonIfindex | PON port index | 1.3.6.1.4.1.3320.101.11.2.1.1 | INTEGER | read to create | EPON port DIID that LLID belongs to |  |  | This table is 2-level index The level 1 index is ifindex of standard MIB EPON interface, and level 2 indexe is the LLID serial number of PON port
2 | llidCreateSequence | LLID sequence number | 1.3.6.1.4.1.3320.101.11.2.1.2 | INTEGER | read to create | LLID sequence number | 1G EPON port: 1 to 64 10G EPON port: 1 to 256 |  | LLID ordinal number starting from 1 of each PON port, that is, the ZZ part of command EPON XX/YY:ZZ Set LlidCreateRowStatus to create and delete each row of data (LLID interface)
3 | llidCreateRowStatus | Row status of LLID create | 1.3.6.1.4.1.3320.101.11.2.1.3 | RowStatus | read to create | Row status of LLID create |  |  | SET CreateAndGo operation is used to create the corresponding LLID interface, and the SET Destroy operation is used to delete the corresponding LLID interface
4 | llidCreateBindStatus | LLID interface bind status | 1.3.6.1.4.1.3320.101.11.2.1.4 | INTEGER | read to only | LLID port binding onu status binded(1),unbinded(2) | binded(1) unbinded(2) |  | Whether the MAC address is already bound to the independently created LLID interface 1101K/1020G/1010F and later versions are bsolete
113、nmsEPONUnbindOnuMacAddrTable(MAC Address Table of to to be binded LLID)
1 | onuUnbindPonIfindex | PON port index | 1.3.6.1.4.1.3320.101.11.3.1.1 | INTEGER | read to only | EPON port DIID that LLID belongs to |  |  | This table is 2-level index The level 1 index is ifindex of standard MIB EPON interface, and level 2 indexe is the MAC address binding ONU 1101K/1020G/1010F and later version are obsolete, original independent LLID interface creation function should be implemented directly using LLID creation table with manual authentication
2 | onuUnbindMacAddr | to to be binded LLID MAC address | 1.3.6.1.4.1.3320.101.11.3.1.2 | MacAddress(OCTET STRING) | read to only | ONU MAC address, that is unique id for ONU |  |  | 1101K/1020G/1010F and later version are obsolete, original independent LLID interface creation function should be implemented directly using LLID creation table with manual authentication
114、nmsEPONLlidOnlineInfoTable(LLID Online Information Table )
1 | llidOnlineInfoPonIfindex | EPON PON port to which llid belongs | 1.3.6.1.4.1.3320.101.11.4.1.1 | INTEGER | read to only | EPON PON port to which llid belongs |  |  | This table is 2-level index The level 1 index is ifindex of standard MIB EPON interface, and level 2 indexe is the LLID serial number
2 | llidOnlineInfoSequenceNo | LLID sequence number | 1.3.6.1.4.1.3320.101.11.4.1.2 | INTEGER | read to only | LLID sequence number
3 | llidOnlineInfoDesc | LLID & ONU binding description | 1.3.6.1.4.1.3320.101.11.4.1.3 | OCTET STRING | read to only | LLID & ONU binding description
4 | llidOnlineInfoBindType | LLID & ONU binding type | 1.3.6.1.4.1.3320.101.11.4.1.4 | INTEGER | read to only | LLID & ONU binding type | dynamic(1) static(2) |  | This node represents the ONU integral binding type(there are currently three binding modes of ONU, LOID, MAC and Force As long as one of them is static, the whole binding type of ONU is configured to be static)
5 | llidOnlineInfoStatus | LLID & ONU binding status | 1.3.6.1.4.1.3320.101.11.4.1.5 | INTEGER | read to only | LLID & ONU binding status | authenticated(0) registered(1) deregistered(2) discovered(3) lost(4) auto_configured(5) unknow(255)
6 | llidOnlineInfoDistance | LLID & ONU binding Distance | 1.3.6.1.4.1.3320.101.11.4.1.6 | INTEGER | read to only | LLID & ONU binding Distance
7 | llidOnlineInfoRTT | LLID & ONU binding round to trip time | 1.3.6.1.4.1.3320.101.11.4.1.7 | INTEGER | read to only | LLID & ONU binding round to trip time
8 | llidOnlineInfoLastRegTime | LLID & ONU binding last register time | 1.3.6.1.4.1.3320.101.11.4.1.8 | DateAndTime(OCTET STRING) | read to only | LLID & ONU binding last register time
9 | llidOnlineInfoLastDeregTime | LLID & ONU binding last deregister time | 1.3.6.1.4.1.3320.101.11.4.1.9 | DateAndTime(OCTET STRING) | read to only | LLID & ONU binding last deregister time
10 | llidOnlineInfoLastDeregReason | LLID & ONU binding last deregister reason | 1.3.6.1.4.1.3320.101.11.4.1.10 | INTEGER | read to only | LLID & ONU binding last deregister reason | normal(2) mpcp to down(3) oam to down(4) firmware to download(5) illegal to mac(6) llid to admin to down(7) wire to down(8) power to off(9) unknow(255)
12、nmsEPONOnuIf(ONU UNI Port Management)
121、nmsEPONOnuIfTable(ONU UNI Port Management Table)
1 | onuIfIndex | LLID port DIID, as one of the index together with onuIfSequenceNo | 1.3.6.1.4.1.3320.101.12.1.1.1 | INTEGER | read to only | LLID port DIID, as one of the index together with onuIfSequenceNo |  |  | This table is 2-level index The level 1 index is ifindex of standard MIB ONU LLID interface, and level 2 indexe is the ONU UNI port serial number
2 | onuIfSequenceNo | ONU interface sequence number | 1.3.6.1.4.1.3320.101.12.1.1.2 | INTEGER | read to only | ONU interface sequence number, as one of the index together with onuIfindex
3 | onuPvid | ONU PVID(1 to 4094) | 1.3.6.1.4.1.3320.101.12.1.1.3 | INTEGER | read to write | ONU PVID, range is 1 to 4094 Only UNI set is supported | 1 to 4094
4 | onuOuterTagTpid | TPID value of the outer tag | 1.3.6.1.4.1.3320.101.12.1.1.4 | INTEGER | read to write | The TPID value of the outer tag Only UNI set is supported
5 | onuMcstTagStrip | If onuMcstTagStrip is TRUE | 1.3.6.1.4.1.3320.101.12.1.1.5 | INTEGER | read to write | if onuMcstTagStrip is TRUE, ONU will stripe VLAN tag of in downstream, and if onuMcstTagStrip is FALSE, ONU will not stripe VLAN tag of in downstream
6 | onuMcstMaxGroup | ONU UNI port maximum multicast group number | 1.3.6.1.4.1.3320.101.12.1.1.6 | INTEGER | read to write | The maximum group number which an UNI port can hold This value can be set only in igmp to snooping mode
7 | onuUniIfAdminStatus | ONU UNI port administration status | 1.3.6.1.4.1.3320.101.12.1.1.7 | INTEGER | read to write | ONU UNI port administration status
8 | onuUniIfOperStatus | ONU UNI port operating status | 1.3.6.1.4.1.3320.101.12.1.1.8 | INTEGER | read to write | ONU UNI port operating status
9 | onuUniIfMode | ONU UNI port duplex mode | 1.3.6.1.4.1.3320.101.12.1.1.9 | INTEGER | read to write | ONU UNI port mode(1 to full, 2 to half, 3 to auto) | full(1) half(2) auto(3)
10 | onuUniIfSpeed | ONU UNI port speed | 1.3.6.1.4.1.3320.101.12.1.1.10 | INTEGER | read to write | ONU UNI port speed(1 to 10M, 2 to 100M, 3 to 1000M, 4 to auto) | s10M(1) s100M(2) s1000M(3) auto(4)
11 | onuUniIfFlowControlStatus | ONU UNI port flow control status | 1.3.6.1.4.1.3320.101.12.1.1.11 | INTEGER | read to write | ONU UNI port flow control status
12 | onuUniIfLoopbackTest | ONU UNI port loopback test | 1.3.6.1.4.1.3320.101.12.1.1.12 | INTEGER | read to write | ONU UNI port loopback test
13 | onuUniIfSpeedLimit | ONU UNI port speed limit | 1.3.6.1.4.1.3320.101.12.1.1.13 | INTEGER | read to write | ONU UNI port speed limit()
14 | onuUniIfStormControlType | ONU UNI port storm control type | 1.3.6.1.4.1.3320.101.12.1.1.14 | INTEGER | read to write | ONU UNI port storm control type(broadcast(1),broadcast to multicast(2),broadcast to multicast to unkown to unicast(3) | broadcast(1) broadcast to multicast(2) broadcast to multicast to unkown to unicast(3)
15 | onuUniIfStormControlThreshold | ONU UNI port storm control threshold(256 to 100000kbps) | 1.3.6.1.4.1.3320.101.12.1.1.15 | INTEGER | read to write | ONU UNI port storm control threshold(256 to 100000kbps)
16 | onuUniIfStormControlRowStatus | ONU UNI port storm control configuration row status | 1.3.6.1.4.1.3320.101.12.1.1.16 | INTEGER | read to create | ONU UNI port storm control configuration row status
17 | onuUniIfDynamicMacLearningLimit | ONU UNI port dynamic MAC address learning number limitation | 1.3.6.1.4.1.3320.101.12.1.1.17 | INTEGER | read to write | ONU UNI port dynamic MAC address learning number limitation(1 to 63)
18 | onuUniIfVlanMode | ONU UNI port VLAN mode | 1.3.6.1.4.1.3320.101.12.1.1.18 | INTEGER | read to write | ONU UNI port VLAN mode | transparent to mode(0) tag to mode(1) translation to mode(2) stacking to mode(3) none(4)
19 | onuUniIfVlanCos | ONU UNI port Vlan default priority | 1.3.6.1.4.1.3320.101.12.1.1.19 | INTEGER | read to write | ONU UNI port VLAN cos Default value is 0 | 0 to 7 |  | Using private OAM implementation The node of using CTC OAM to implement is onuUniPvidPriority (1361413320101121125)
20 | onuUniIfTrunkvlans | ONU UNI port allowed VLAN in trunk mode | 1.3.6.1.4.1.3320.101.12.1.1.20 | OCTET STRING | read to write | ONU UNI port allowed VLAN in trunk mode There is totally 4094 bit, and each bit value means allow VLAN or not, 0 mean forbidding VLAN and 1 means allowed VLAN
21 | onuUniIfSpeedLimitIngress | ONU UNI interface ingress rate limit | 1.3.6.1.4.1.3320.101.12.1.1.21 | INTEGER | read to write | ONU UNI interface ingress rate limit Default value is 0, that means disable
22 | onuUniMacBindMode | ONU UNI interface Mac bind status | 1.3.6.1.4.1.3320.101.12.1.1.22 | INTEGER | read to write | ONU UNI port Mac to Bind Mode Default value is 0 | disable enable
23 | onuUniIfctcLoopbackDetect | ONU UNI port CTC loopback detect | 1.3.6.1.4.1.3320.101.12.1.1.23 | INTEGER | read to write | ONU UNI port CTC loopback detect:disable(0),enable(1),default value is 0 | disable(0) enable(1)
24 | onuUniIfctcNotifyLoopback | ONU UNI port CTC notification loop alarm | 1.3.6.1.4.1.3320.101.12.1.1.24 | INTEGER | read to write | ONU UNI port CTC notify loopback :disable(0),enable(1),default value is 0 | disable(0) enable(1)
25 | onuUniPvidPriority | ONU UNI port VLAN Pvid Priority | 1.3.6.1.4.1.3320.101.12.1.1.25 | INTEGER | read to write | ONU UNI port VLAN Pvid Priority ,range is 0 to 7 Only UNI set is supported | 0 to 7 |  | The CTC requirement does not specify that ONU needs to implement the added priority function, and ONU may not support it
122、nmsEPONOnuIfStatsTable(ONU UNI Port Performance Statistics)
1 | onuIfStatsIfindex | LLID port DIID | 1.3.6.1.4.1.3320.101.12.2.1.1 | INTEGER | read to only | LLID port DIID, as one of the index together with onuIfStatsIfSequenceNo |  |  | This table is 2-level index The level 1 index is ifindex of standard MIB ONU LLID interface, and level 2 indexe is the ONU UNI port serial number
2 | onuIfStatsIfSequenceNo | ONU UNI interface sequence number | 1.3.6.1.4.1.3320.101.12.2.1.2 | INTEGER | read to only | ONU interface sequence number, as one of the index together with onuIfStatsIfindex
3 | ifInGoodOctets | The total number of good octets received | 1.3.6.1.4.1.3320.101.12.2.1.3 | Counter64 | read to only | The total number of good octets received on the UNI interface
4 | ifInBadOctets | The total number of bad octets received | 1.3.6.1.4.1.3320.101.12.2.1.4 | Counter64 | read to only | The total number of bad octets received on the UNI interface
5 | ifInBroadcasts | The total number of broadcast packages received | 1.3.6.1.4.1.3320.101.12.2.1.5 | Counter64 | read to only | The total number of broadcast packages received on the UNI interface
6 | ifInMulticasts | The total number of multicast packages received | 1.3.6.1.4.1.3320.101.12.2.1.6 | Counter64 | read to only | The total number of multicast packages received on the UNI interface
7 | ifInUnicasts | The total number of unicast packages received | 1.3.6.1.4.1.3320.101.12.2.1.7 | Counter64 | read to only | The total number of unicast packages received on the UNI interface
8 | ifInPause | The total number of pause frames received | 1.3.6.1.4.1.3320.101.12.2.1.8 | Counter64 | read to only | The total number of pause frames received on the UNI interface
9 | ifInMACRcvErr | The total number of MAC error frames received | 1.3.6.1.4.1.3320.101.12.2.1.9 | Counter64 | read to only | The total number of MAC error frames received on the UNI interface
10 | ifInFCSErr | The total number of FCS error frames received | 1.3.6.1.4.1.3320.101.12.2.1.10 | Counter64 | read to only | The total number of FCS error frames received on the UNI interface
11 | ifUndersize | The total number of good FCS frames received | 1.3.6.1.4.1.3320.101.12.2.1.11 | Counter64 | read to only | The total number of good FCS frames under 64 octets received on the UNI interface
12 | ifFragments | The total number of bad FCS frames received | 1.3.6.1.4.1.3320.101.12.2.1.12 | Counter64 | read to only | The total number of bad FCS frames under 64 octets received on the UNI interface
13 | ifOversize | The total number of good FCS oversize frames received | 1.3.6.1.4.1.3320.101.12.2.1.13 | Counter64 | read to only | The total number of good FCS oversize frames received on the UNI interface
14 | ifJabber | The total number of bad FCS oversize frames received | 1.3.6.1.4.1.3320.101.12.2.1.14 | Counter64 | read to only | The total number of bad FCS oversize frames received on the UNI interface
15 | ifOutOctets | The total number of octets sent | 1.3.6.1.4.1.3320.101.12.2.1.15 | Counter64 | read to only | The total number of octets transmitted out of the UNI interface
16 | ifOutBroadcasts | The total number of broadcast packages sent | 1.3.6.1.4.1.3320.101.12.2.1.16 | Counter64 | read to only | The total number of broadcast packages transmitted out of the UNI interface
17 | ifOutMulticasts | The total number of multicast packages sent | 1.3.6.1.4.1.3320.101.12.2.1.17 | Counter64 | read to only | The total number of multicast packages transmitted out of the UNI interface
18 | ifOutUnicasts | The total number of unicast packages sent | 1.3.6.1.4.1.3320.101.12.2.1.18 | Counter64 | read to only | The total number of unicast packages transmitted out of the UNI interface
19 | ifOutPause | The total number of Pause frames sent | 1.3.6.1.4.1.3320.101.12.2.1.19 | Counter64 | read to only | The total number of Pause frames transmitted out of the UNI interface
20 | ifOutFCSErr | The total number of error FCS frames sent | 1.3.6.1.4.1.3320.101.12.2.1.20 | Counter64 | read to only | The total number of error FCS frames transmitted out of the UNI interface
21 | ifDeferred | For CSMA/CD, the total number of deferred frames sent in half duplex | 1.3.6.1.4.1.3320.101.12.2.1.21 | Counter64 | read to only | For CSMA/CD, the total number of deferred frames transmitted out of the UNI interface in half duplex
22 | ifExcessive | For CSMA/CD, the total number of frames discarded in half duplex | 1.3.6.1.4.1.3320.101.12.2.1.22 | Counter64 | read to only | For CSMA/CD, the total number of frames discarded on the UNI interface in half duplex
23 | ifSingle | For CSMA/CD, the total number of frames sent through single collision in half duplex | 1.3.6.1.4.1.3320.101.12.2.1.23 | Counter64 | read to only | For CSMA/CD, the total number of frames transmitted out of the UNI interface through single collision in half duplex
24 | ifMultiple | For CSMA/CD, the total number of frames sent through multiple collisions in half duplex | 1.3.6.1.4.1.3320.101.12.2.1.24 | Counter64 | read to only | For CSMA/CD, the total number of frames transmitted out of the UNI interface through multiple collisions in half duplex
25 | ifLate | For CSMA/CD, the total number of collision frames late for 512bits to times sent in half duplex | 1.3.6.1.4.1.3320.101.12.2.1.25 | Counter64 | read to only | For CSMA/CD, the total number of collision frames late for 512bits to times transmitted out of the UNI interface in half duplex
26 | ifCollisions | The total number of collision events including Single, Multiple, and Late | 1.3.6.1.4.1.3320.101.12.2.1.26 | Counter64 | read to only | The total number of collision events on the UNI interface, excluding Deferred, Excessive, Single, Multiple, and Late
27 | ifPkts64Octets | The total number of packages received/transmitted equal to 64 octets | 1.3.6.1.4.1.3320.101.12.2.1.27 | Counter64 | read to only | The total number of packages received/transmitted equal to 64 octets on the UNI interface
28 | ifPkts127Octets | The total number of packages received/transmitted between 65 and 127 octets | 1.3.6.1.4.1.3320.101.12.2.1.28 | Counter64 | read to only | The total number of packages received/transmitted between 65 and 127 octets on the UNI interface
29 | ifPkts255Octets | The total number of packages received/transmitted between 128 and 255 octets | 1.3.6.1.4.1.3320.101.12.2.1.29 | Counter64 | read to only | The total number of packages received/transmitted between 128 and 255 octets on the UNI interface
30 | ifPkts511Octets | The total number of packages received/transmitted between 256 and 511 octets | 1.3.6.1.4.1.3320.101.12.2.1.30 | Counter64 | read to only | The total number of packages received/transmitted between 256 and 511 octets on the UNI interface
31 | ifPkts1023Octets | The total number of packages received/transmitted between 512 and 1023 octets | 1.3.6.1.4.1.3320.101.12.2.1.31 | Counter64 | read to only | The total number of packages received/transmitted between 512 and 1023 octets on the UNI interface
32 | ifMaxOctets | The total number of packages received/transmitted between 1024 and maximal octets | 1.3.6.1.4.1.3320.101.12.2.1.32 | Counter64 | read to only | The total number of packages received/transmitted between 1024 and maximal octets on the UNI interface
13、nmsEPONOnuVlan(EPON ONU Information)
131、nmsEPONOnuVlanTable(ONU Port VLAN Translate Table)
1 | onuVlanifIndex | LLID port DIID | 1.3.6.1.4.1.3320.101.13.1.1.1 | INTEGER | read to only | LLID port DIID, as one of the index together with onuVlanIfSequenceNo and onuOldVlan |  |  | A) This table has a 3-level index, level 1 index is the ifindex of the standard MIB ONU LLID interface, level 2 index is the ONU UNI port serial number, and level 3 is the old VLAN ID of translation table item B) If the ONU has not been registered on OLT before, the operation on the table will fail
2 | onuVlanIfSequenceNo | ONU UNI interface sequence number | 1.3.6.1.4.1.3320.101.13.1.1.2 | INTEGER | read to only | ONU interface sequence number, as one of the index together with onuVlanifIndex and onuOldVlan
3 | onuOldVlan | ONU interface old Vlan | 1.3.6.1.4.1.3320.101.13.1.1.3 | INTEGER | read to write | ONU interface old vlan id This configuration can be set only as vlan mode is translation mode | 1 to 4094 |  | onuOldVlan cannot do set operation
4 | onuNewVlan | ONU interface new Vlan | 1.3.6.1.4.1.3320.101.13.1.1.4 | INTEGER | read to write | ONU interface new vlan id This configuration can be set only as vlan mode is translation mode | 1 to 4094 |  | Note: the OID tail should be followed with LLID_ifindex, ONU UNI serial number and DST_VLAN information A) Add translation table entry: SET node onuNewVlan as the expected NEW_VLAN; B) Delete translation table entries: SET node onuNewVlan as 0
132、nmsEPONOnuVlanAggTable(ONU Port Aggregation VLAN Table)
1 | onuAggLlidDiid | LLID port DIID | 1.3.6.1.4.1.3320.101.13.2.1.1 | INTEGER | read to only | LLID port DIID, as one of the index together with onuAggIfSequenceNo and onuAggDstVlan |  |  | A) This table has a 3-level index, level 1 index is the ifindex of the standard MIB ONU LLID interface, level 2 index is the ONU UNI port serial number, and level 3 is the aggregate table item destination VLAN ID B) If the ONU has not been registered on OLT before, the operation on the table will fail
2 | onuAggIfSequenceNo | ONU UNI interface sequence number | 1.3.6.1.4.1.3320.101.13.2.1.2 | INTEGER | read to only | ONU interface sequence number, as one of the index together with onuAggLlidDiid and onuAggDstVlan
3 | onuAggSrcVlans | Aggregation source VLAN bitmap | 1.3.6.1.4.1.3320.101.13.2.1.3 | OCTET STRING | read to write | ONU interface aggregation source VLANs There is totally 4094 bit Each bit means ONU aggregation vlan allowed or not 0 to not allowed, 1 to allowed | maximum 4094bit |  | Note: the OID tail should be followed with LLID_ifindex, ONU UNI serial number and DST_VLAN information A) Add aggregate table items: set node onuAggSrcVlans and corresponding bit of source VLAN as 1 B) Delete aggregate table items: set node onuAggSrcVlans and corresponding bit of source VLAN as 0
4 | onuAggDstVlan | Aggregation destination VLAN | 1.3.6.1.4.1.3320.101.13.2.1.4 | INTEGER | read to write | ONU interface aggregation source VLAN ID, as one of the index together with onuAggLlidDiid and onuAggIfSequenceNo | 1 to 4094 |  | onuAggDstVlan cannot do set operation
14、nmsEPONOnuMulticastVlanTable(ONU Multicast Vlan Table)
1 | onuMcVlanIfIndex | ONU LLID port 的DIID | 1.3.6.1.4.1.3320.101.14.1.1.1 | INTEGER | read to only | LLID port DIID, as one of the index together with onuMcVlanIfSequenceNo |  |  | This table has a 3-level index, level 1 index is the ifindex of the standard MIB ONU LLID interface, level 2 index is the ONU UNI port serial number, and level 3 is the multicast VLAN ID
2 | onuMcVlanIfSequenceNo | ONU UNI interface sequence number | 1.3.6.1.4.1.3320.101.14.1.1.2 | INTEGER | read to only | ONU interface sequence number, as one of the index together with onuMcVlanIfIndex
3 | onuMcstMcVlanID | ONU interface multicast Vlan ID | 1.3.6.1.4.1.3320.101.14.1.1.3 | INTEGER | read to write | ONU interface multicast vlan id This configuration can be set only as vlan mode is igmp to snooping mode | 2 to 4094 |  | OnuMcstMcVlanID cannot do set operation
4 | onuMcVlanRowStatus | ONU interface multicast Vlan table row status | 1.3.6.1.4.1.3320.101.14.1.1.4 | RowStatus(INTEGER) | read to create | ONU interface multicast vlan table row status | createAndWait(5) destroy(6) |  | Note: The OID tail should be followed with lLId_ifindex, ONU UNI serial number and multicast VLAN ID information A) Add multicast VLAN: Set node onuMcVlanRowStatus value as 5(createAndWait); B) Delete multicast VLAN: Set node onuMcVlanRowStatus value as 6(destory)
15、nmsEPONOltChIPStatusNotifications(OLT Chip Status Notification)
1 | nmsEponOltChipStatusNotification | OLT Chip Status Notification | 1.3.6.1.4.1.3320.101.15.1.1 | NOTIFICATION |  | The agent generates this notification when olt chip status changes |  |  | Binding variable: 1: oltChipIndex(13614133201012111chipindex) 2: oltSlotID(13614133201012112chipindex) 3: oltChipModuleID(13614133201012113chipindex) 4: oltChipDeviceID(13614133201012114chipindex) 5: oltChipMACAddress(13614133201012115chipindex) 6: oltChipStatus(13614133201012116chipindex)
16、nmsEPONPONOnuIllegalRegNotifications(EPON ONU Illegal Registration Notifications)
1 | nmsEponPonOnuIllegalRegNotification | ONU illegal registration notification | 1.3.6.1.4.1.3320.101.16.1.1 | NOTIFICATION |  | The agent generates this notification when pon gets an illegal registration |  |  | Binding variable: 1: ponIfIndex(13614133201016111pon to ifindex) 2:ifDescr(1361212212pon to ifindex) 3: onuID(1361413320101101130)(Non-standard, index with 0)
17、nmsEPONLlidTrap(EPON LLID Trap)
171、EPON LLID Related Global Variables
1 | oAMStatusChange | OAM status change | 1.3.6.1.4.1.3320.101.17.1 | INTEGER | accessible to for to notify | NMS EPON LLID OAM status change | disabled(1) linkfault(2) passiveWait(3) activeSendLocal(4) sendLocalAndRemote(5) sendLocalAndRemoteOk(6) oamPeeringLocallyRejected(7) oamPeeringRemotelyRejected(8) operational(9) unknown(10)
3 | llidStatusChange | LLID interface create/delete | 1.3.6.1.4.1.3320.101.17.3 | INTEGER | accessible to for to notify | NMS EPON LLID interface create/delete | create(1) delete(2)
5 | llidAllocFree | Enum of LLID alloc/free operation | 1.3.6.1.4.1.3320.101.17.5 | INTEGER | accessible to for to notify | Enum of LLID alloc/free operation | alloc(1) free(2)
7 | nmsEponLlidReassignOldIfIndex | LLID interface reassign old ifIndex | 1.3.6.1.4.1.3320.101.17.7 | INTEGER | accessible to for to notify | Old ifIndex of LLID interface Reassignment
8 | nmsEponLlidReassignNewIfIndex | LLID interface reassign new ifIndex | 1.3.6.1.4.1.3320.101.17.8 | INTEGER | accessible to for to notify | New ifIndex of LLID interface Reassignment
9 | nmsEponLlidReassignOldIfDescr | LLID interface reassign old ifDescr | 1.3.6.1.4.1.3320.101.17.9 | INTEGER | accessible to for to notify | Old interface description of LLID interface Reassignment
10 | nmsEponLlidReassignNewIfDescr | LLID interface reassign new ifDescr | 1.3.6.1.4.1.3320.101.17.10 | INTEGER | accessible to for to notify | New interface description of LLID interface Reassignment
172、nmsEPONLlidOamChangesNotifications(LLID OAM Changes Notifications)
1 | nmsEponLlidOamChangesNotification | Generates changes notification when OAM LLID OAM status change | 1.3.6.1.4.1.3320.101.17.2.1 | NOTIFICATION |  | The agent generates this notification when llid oam status change |  |  | Binding variable: 1: llidIfIndex(13614133201019111ifindex) 2: ifDescr(1361212212ifindex) 3: oAMStatusChange(1361413320101171)(Non-standard, None0)
174、nmsEPONLlidChangesNotifications(LLID interface Changes Notifications)
1 | nmsEponLlidChangesNotification | Generates changes notification when LLID interface change | 1.3.6.1.4.1.3320.101.17.4.1 | NOTIFICATION |  | The agent generates this notification when llid interface change |  |  | Binding variable: 1: llidIfIndex(13614133201019111ifindex) 2:llidToEponPortDiid(13614133201019112ifindex) 3:llidsequenceNo(13614133201019113ifindex) 4: ifDescr(1361212212ifindex) 5: onuID(136141332010110113ifindex) 6: llidStatusChange(1361413320101173)(Non-standard, None0)
176、nmsEPONLlidAllocFreeNotifications(LLID Allocation Free Notifications)
1 | nmsEponLlidAllocFreeNotification | Generates allocation free notification when link real LLID resource is alloced or freed | 1.3.6.1.4.1.3320.101.17.6.1 | NOTIFICATION |  | The agent generates this notification when llid resource is alloced or freed |  |  | At present, only electrical institute test special environment support Binding variable: 1:llidIfIndex(13614133201019111ifindex) 2:ponIfIndex(13614133201016111pon to ifindex) 3:ifDescr(1361212212ifindex) 4:ifDescr(1361212212pon to ifindex) 5:llidEponLogicLinkID(136141332010191121ifindex) 6:llidAllocFree(1361413320101175)(Non-standard, None0)
1711、nmsEPONLlidReassignNotifications(LLID interface Reassign Notifications)
1 | nmsEponLlidReassignNotification | Generates this notification when LLID interface is reassigned | 1.3.6.1.4.1.3320.101.17.11.1 | NOTIFICATION |  | The agent generates this notification when llid interface is reassigned to the ONU |  |  | Binding variable: 1: nmsEponLlidReassignOldIfIndex(1361413320101177)(Non-standard, None0) 2:nmsEponLlidReassignNewIfIndex(1361413320101178)(Non-standard, None0) 3:nmsEponLlidReassignOldIfDescr(1361413320101179)(Non-standard, None0) 4: nmsEponLlidReassignNewIfDescr(13614133201011710)(Non-standard, None0)
18、nmsEPONOnuTrap(EPON ONU Trap)
181、EPON ONU Related Global Variables
1 | onuRemoteFailureIndication | ONU remote failure | 1.3.6.1.4.1.3320.101.18.1 | INTEGER | accessible to for to notify | NMS ONU remote failure indication | oam to link to fault(1) dying to gasp(2) critical to alarm(3) wire to down(4)
2 | onuVersionUpdateStatus | NMS ONU software version update status | 1.3.6.1.4.1.3320.101.18.2 | INTEGER | accessible to for to notify | NMS ONU software version update status | start(1) success(2) failed(3)
3 | onuEpromVersionUpdateStatus | NMS ONU EPROM software version update status | 1.3.6.1.4.1.3320.101.18.3 | INTEGER | accessible to for to notify | NMS ONU EPROM software version update status |  |  | Obsolete
8 | onuLaoDetectStatus | Laser to Always to On detect status | 1.3.6.1.4.1.3320.101.18.8 | INTEGER | accessible to for to notify | Laser to Always to On detection result of ONU | lao to detected(1) normal(2)
184、nmsOnuNotifications(ONU Notifications)
1 | nmsOnuNotification | Generates this notification when ONU changes | 1.3.6.1.4.1.3320.101.18.4.1 | NOTIFICATION |  | The agent generates this notification when onu changes |  |  | Binding variable: 1: llidIfIndex(13614133201019111ifindex) 2: ifDescr(1361212212ifindex) 3: onuID(136141332010110113ifindex) 4: onuRemoteFailureIndication(1361413320101181)(仅用于ONU告警) 5: onuStatus(1361413320101101126ifindex) 6: onuVersionUpdateStatus(1361413320101182)(仅用于ONU升级) 7: onuEpromVersionUpdateStatus(1361413320101183)(Obsolete) 8: onuVendorID(136141332010110111ifindex) 9: onuModuleID(136141332010110112ifindex) 10: onuSerialPortCount(1361413320101101173ifindex) 11: currentActiveEponDiid(13614133201017115pon to ifindex) 12: currentStandbyEponDiid(13614133201017117pon to ifindex) 13: llidToEponPortDiid(13614133201019112ifindex) 14: onuPonPortCount(1361413320101101165ifindex) 15: cap2ProtectionType(136141332010110313ifindex) 16: onuLaoDetectStatus(1361413320101188)(Non-standard, None0)
2 | nmsOnuServiceAvailableNotification | Generates this notification when ONU service available status changes | 1.3.6.1.4.1.3320.101.18.4.2 | NOTIFICATION |  | The agent generates this notification when onu service available status changes |  |  | Binding variable: 1: llidIfIndex(13614133201019111ifindex) 2: ifDescr(1361212212ifindex) 3: onuID(136141332010110113ifindex) 4: onuLoid(1361413320101101184ifindex) 5: onuVendorID(136141332010110111ifindex) 6: onuModuleID(136141332010110112ifindex) 7: llidServiceAvailableStatus(136141332010191123ifindex)
3 | nmsOnuServiceAvailableAlarmNotification | Generates this notification when onu service is available and alarm occurs | 1.3.6.1.4.1.3320.101.18.4.3 | NOTIFICATION |  | The agent generates this notification when onu service is available and alarm occurs |  |  | Binding variable: 1: llidIfIndex(13614133201019111ifindex) 2: ifDescr(1361212212ifindex) 3: onuRemoteFailureIndication(1361413320101181)(Non-standard, None0)
4 | nmsOnuLaoNotification | Generates this notification when onu's laser is always on | 1.3.6.1.4.1.3320.101.18.4.4 | NOTIFICATION |  | The agent generates this notification when onu's laser is always on |  |  | Binding variable: 1: ponIfIndex(13614133201016111pon to ifindex) 2: ifDescr(1361212212pon to ifindex) 3: llidIfIndex(13614133201019111llid to ifindex) 4: ifDescr(1361212212llid to ifindex) 5: onuID(136141332010110113llid to ifindex) 6: onuLaoDetectStatus(1361413320101188)(Non-standard, None0) Note that this Trap will only be sent if OLT can successfully detect the presence of long luminescence in specific ONU
185、nmsOnuBakupPONNotifications(ONU Bakup PON port Notifications)
1 | nmsOnuBakupPonNotification | Generates this notification when onu backup PON port status changes | 1.3.6.1.4.1.3320.101.18.5.1 | NOTIFICATION |  | The agent generates this notification when onu backup PON port status changes |  |  | Binding variable: 1: llidIfIndex(13614133201019111ifindex) 2: ifDescr(1361212212ifindex) 3: onuID(136141332010110113ifindex) 4: onuActivePonPortIndex(13614133201011011660)(Non-standard, no LLID specification) 5: onuBakupPonStatus(1361413320101101174ifindex) Correspond to BDCOM private OAM
186、nms2PON2MacTrap(ONU 2 PON 2 MAC Trap)
1 | onuPeerLLIDIfDesc | ONU peer LLID description | 1.3.6.1.4.1.3320.101.18.6.1 | OCTET STRING | accessible to for to notify | ONU peer LLID description
2 | onuPeerOLTPonIfDesc | ONU peer OLT PON port description | 1.3.6.1.4.1.3320.101.18.6.2 | OCTET STRING | accessible to for to notify | ONU peer OLT PON port description
3 | onuCurrentOLTPonIfDesc | ONU current OLT PON port description | 1.3.6.1.4.1.3320.101.18.6.3 | OCTET STRING | accessible to for to notify | ONU current OLT PON port description |  |  | Obsolete
4 | onuCurrentOLTPonDIid | ONU current PON belongs to OLT PON port DIid | 1.3.6.1.4.1.3320.101.18.6.4 | INTEGER | accessible to for to notify | ONU current PON belongs to OLT PON port DIid
5 | onuPeerOLTPonDIid | ONU peer PON belongs to OLT PON port DIid | 1.3.6.1.4.1.3320.101.18.6.5 | INTEGER | accessible to for to notify | ONU peer PON belongs to OLT PON port DIid
6 | nmsOnu2Pon2MacNotification | Generates this notification when PON port of ONU with 2 PON and 2 MAC happens to switch | 1.3.6.1.4.1.3320.101.18.6.6.1 | NOTIFICATION |  | The agent generates this notification when PON port of ONU with 2 PON and 2 MAC happens to switch |  |  | Binding variable: 1: llidIfIndex(13614133201019111ifindex) 2: ifDescr(1361212212ifindex) 3: onuID(136141332010110113ifindex) 4: onuCurrentPONInUse(1361413320101101175ifindex) 5: onuCurrentPONMAC(1361413320101101176ifindex) 6: onuPeerPONMAC(1361413320101101178ifindex) 7: onuVendorID(136141332010110111ifindex) 8: onuModuleID(136141332010110112ifindex) 9: onuSerialPortCount(1361413320101101173ifindex) 10: onuCurrentOLTPonDIid(13614133201011864)(Non-standard, None0) 11: onuCurrentOLTPonIfDesc(13614133201011863)(Non-standard, None0) 12: onuPeerOLTPonDIid(13614133201011865)(Non-standard, None0) 13: onuPeerOLTPonIfDesc(13614133201011862)(Non-standard, None0) 14: psgDiid(13614133201017111psg to ifindex) 15: psgIfDescr(13614133201017112psg to ifindex) 16: onuPeerPONDiid(1361413320101101177ifindex) 17: onuPeerLLIDIfDesc(13614133201011861)(Non-standard, None0) 18: onuConfigurablePortDiid(1361413320101101179ifindex) Correspond to BDCOM private OAM
7 | onuPeerPonPortStatus | ONU peer PON port status | 1.3.6.1.4.1.3320.101.18.6.7 | INTEGER | accessible to for to notify | ONU peer pon port status 0 to authenticated, 1 to registered, 2 to deregistered | authenticated(0) registered(1) deregistered(2) auto_config(3)
187、nmsOnuSFPParameterTrap(ONU PON port Optical Module Parameter Trap)
1 | onuPonSFPStatus | ONU PON optical module parameter status | 1.3.6.1.4.1.3320.101.18.7.1 | INTEGER | accessible to for to notify | ONU PON port SFP parameter alarm notation 1 to higher than uplimit, 2 to lower than downlimit, 3 to back to noraml | above(1) below(2) normal(3)
2 | nmsOnuSFPParameterNotification | ONU optical module parameter notification | 1.3.6.1.4.1.3320.101.18.7.2 | NOTIFICATION |  | The agent generates this trap when onu optical module works in abnormal status |  |  | Binding variable: 1: llidIfIndex(13614133201019111ifindex) 2: ifDescr(1361212212ifindex) 3: onuID(136141332010110113ifindex) 4: onuCurrentOLTPonDIid(136141332010118640) 4: onuCurrentPONInUse(1361413320101101175ifindex) 5: onuPonSFPStatus(13614133201011871) 6: opModuleTemp(136141332010110512ifindex) 7: opModuleVolt(136141332010110513ifindex) 8: opModuleCurrent(136141332010110514ifindex) 9: opModuleRxPower(136141332010110515ifindex) 10: opModuleTxPower(136141332010110516ifindex) Correspond to BDCOM private OAM
189、nmsOnuPerfNotif(ONU Performance Paramenter Notification)
1 | onuPerfParaStatus | ONU performance parameter status | 1.3.6.1.4.1.3320.101.18.9.1 | INTEGER | accessible to for to notify | Status of ONU performance parameter | above(1) below(2) normal(3)
2 | onuPerformParameterAlarm | ONU performance parameter trap | 1.3.6.1.4.1.3320.101.18.9.2.1 | NOTIFICATION |  | The agent generates this trap when onu detected performance parameter exceeding alarm threshold |  |  | Binding variable: 1: onuPerfParamIfIndex(13614133201012011211ifindex) 2: onuPerfParaStatus(13614133201012011212ifindex) 3: onuPerfParamCpuUsage(13614133201012011213ifindex) 4: onuPerfParamRamUsage(13614133201012011214ifindex) 5: onuPerfParamTemperature(13614133201012011215ifindex) 6: onuPerfParamVoltage(13614133201012011216ifindex) Correspond to BDCOM private OAM
19、nmsEPONOnuIfStatusTrap(ONU Interface Status Trap)
1 | nmsEponOnuIfStatusNotification | Generates this notification when onu interface status changes | 1.3.6.1.4.1.3320.101.19.1.1 | NOTIFICATION |  | The agent generates this notification when onu interface status changes |  |  | Binding variable: 1:onuLlidDiid(136141332010112111llid to ifindexuni to seq) 2:onuIfSequenceNo(136141332010112112llid to ifindexuni to seq) 3:onuUniIfOperStatus(136141332010112118llid to ifindexuni to seq) 4:ifDescr(1361212212llid to ifindex) 5:onuID(136141332010110113llid to ifindex)
20、nmsEPONTftp(EPON tftp Operation Table)
1 | nmsTftpSrcPath | OLT device source file path | 1.3.6.1.4.1.3320.101.20.1 | OCTET STRING | read to write | NMS EPON OLT device source file path |  |  | Note that this is a leaf node, not a table node This node is only implemented in some of the older TFTP module branches and requires the macro INCLUDE_TFTP_BDMIB to be defined in the environment Even if it does, it may not be right (seems inconsistent with this MIB definition and MIB file) This node is not recommended for newer versions It is better to use node fileTransferTable(1361413320918511)
2 | nmsTftpSrcFileName | OLT device source file name | 1.3.6.1.4.1.3320.101.20.2 | OCTET STRING | read to write | NMS EPON OLT device source file name |  |  | This node is only implemented in some of the older TFTP module branches and requires the macro INCLUDE_TFTP_BDMIB to be defined in the environment Even if it does, it may not be right (seems inconsistent with this MIB definition and MIB file) This node is not recommended for newer versions It is better to use node fileTransferTable(1361413320918511)
3 | nmsTftpDestPath | OLT device destination file path | 1.3.6.1.4.1.3320.101.20.3 | OCTET STRING | read to write | NMS EPON OLT device destination file path |  |  | This node is only implemented in some of the older TFTP module branches and requires the macro INCLUDE_TFTP_BDMIB to be defined in the environment Even if it does, it may not be right (seems inconsistent with this MIB definition and MIB file) This node is not recommended for newer versions It is better to use node fileTransferTable(1361413320918511)
4 | nmsTftpDestFileName | OLT device destination file name | 1.3.6.1.4.1.3320.101.20.4 | OCTET STRING | read to write | NMS EPON OLT device destination file name |  |  | This node is only implemented in some of the older TFTP module branches and requires the macro INCLUDE_TFTP_BDMIB to be defined in the environment Even if it does, it may not be right (seems inconsistent with this MIB definition and MIB file) This node is not recommended for newer versions It is better to use node fileTransferTable(1361413320918511)
5 | nmsTftpActvice | OLT device tftp operation status | 1.3.6.1.4.1.3320.101.20.5 | INTEGER | read to write | NMS EPON OLT device tftp operation status When the value 'upload(1)' is set, all the value in this mib file would be read into system and cresponding file in destination would be uploaded into flash As the value 'download(2)' is set, the file in the flash would be downloaded into local machine After all the operations finish, the value would be set as 'disable(3)' automatically | upload(1) download(2) disable(3) |  | This node is only implemented in some of the older TFTP module branches and requires the macro INCLUDE_TFTP_BDMIB to be defined in the environment Even if it does, it may not be right (seems inconsistent with this MIB definition and MIB file) This node is not recommended for newer versions It is better to use node fileTransferTable(1361413320918511)
6 | nmsTftpResult | OLT device tftp operation resul | 1.3.6.1.4.1.3320.101.20.6 | INTEGER | read to only | NMS EPON OLT device tftp operation result | success(0) |  | This node is only implemented in some of the older TFTP module branches and requires the macro INCLUDE_TFTP_BDMIB to be defined in the environment Even if it does, it may not be right (seems inconsistent with this MIB definition and MIB file) This node is not recommended for newer versions It is better to use node fileTransferTable(1361413320918511)
21、nmsEPONOltSlotTable(OLT Slot Table)
1 | oltSlotIndex | Slot index | 1.3.6.1.4.1.3320.101.21.1.1.1 | INTEGER | read to only | Slot index, which is the same value as nmscardIfCardIndex in nmscardIfIndexTable |  |  | This table is a 1-level index and level 1 is the slot number
2 | oltSlotHelloInterval | Hello package sending interval between OLT chip and card CPU | 1.3.6.1.4.1.3320.101.21.1.1.2 | INTEGER | read to only | Package sending interval between OLT chip and card CPU |  | Second(s)
3 | oltSlotDeadInterval | Hello package timeout interval between OLT chip and card CPU | 1.3.6.1.4.1.3320.101.21.1.1.3 | INTEGER | read to only | Package timeout interval between OLT chip and card CPU |  | time | During the interval (oltSlotHelloInterval * oltSlotDeadInterval), if the CPU does not receive the Hello package, the PON chip is disconnecte
4 | oltSlotChipsRegisteredNumber | Registered Chips Number | 1.3.6.1.4.1.3320.101.21.1.1.4 | INTEGER | read to only | Number of registered OLT chips
22、nmsEPONOnuBatchConfig(ONU BatchConfiguration)
221、ONU BatchConfiguration Related Global Variables
1 | nmsEponOnuConfigIndex | ONU Configuration Index | 1.3.6.1.4.1.3320.101.22.1 | INTEGER | read to write | ONU index, just LLID the same value as llidIfIndex in NMS to EPON to LLIDMIB While setting, the buffer will be written into the corresponding ONU config information, you can read nmsEponOnuBatchConfigTable to get this configuration After setting, the newly updating configuration of this ONU won't be upated to the buffer When you set this value to 0, the buffer will be cleared, and nmsEponOnuConfigTable will be null |  |  | The feature is obsolete For ONU batch configuration, you should use the pre-configured template function onuConfigTemplate(1361413320101227)
3 | onuConfigurationAdd | ONU Configuration | 1.3.6.1.4.1.3320.101.22.3 | OCTET STRING | read to write | ONU configuration command set value After this operation, buffer will be added, but the configuration won't work |  |  | The feature is obsolete For ONU batch configuration, you should use the pre-configured template function onuConfigTemplate(1361413320101227)
4 | onuCfgApplyLLIDs | ONU LLID list | 1.3.6.1.4.1.3320.101.22.4 | OCTET STRING | read to write | ONU LLID list, which defines the ONU to be applied |  |  | The feature is obsolete For ONU batch configuration, you should use the pre-configured template function
5 | onuCfgApplyAction | ONU configuration apply action | 1.3.6.1.4.1.3320.101.22.5 | INTEGER | write to only | While set to 1, all the configuration command in buffer will apply to device and the configuration works | 1: no_action(0) 2: apply(1) |  | The feature is obsolete For ONU batch configuration, you should use the pre-configured template function onuConfigTemplate(1361413320101227)
6 | ounCfgApplyResult | ONU configuration apply result | 1.3.6.1.4.1.3320.101.22.6 | INTEGER | read to only | ONU configuraton appling result | 1: success(0) 2: processing(1) 3: other(2) 4: reserved(3) |  | The feature is obsolete For ONU batch configuration, you should use the pre-configured template function onuConfigTemplate(1361413320101227)
222、nmsEPONOnuConfigTable
1 | onuConfigSequenceNo | ONU configuration command sequence number | 1.3.6.1.4.1.3320.101.22.2.1.1 | INTEGER | read to only | ONU configuration command sequence number |  |  | 此节点The feature is obsolete For ONU batch configuration, you should use the pre-configured template function onuConfigTemplate(1361413320101227)
2 | onuConfigCommand | ONU configuration command | 1.3.6.1.4.1.3320.101.22.2.1.2 | OCTET STRING | read to only | ONU configuration command value
227、onuConfigTemplate(ONU Configuration Template)
2271、templateTable(ONU Configuration Template Table)
1 | templateName | ONU Configuration template Name | 1.3.6.1.4.1.3320.101.22.7.1.1.1 | OCTET STRING | read to write | Configuration template name | 1 to 20 characters |  | This table has a 1-levelindex and the level 1 index is configuration template name
2 | cmdCount | Number of commands in ONU configuration template | 1.3.6.1.4.1.3320.101.22.7.1.1.2 | Integer32 | read to only | Number of commands in the configuration template
3 | templateRowStatus | The row status of configuration templte | 1.3.6.1.4.1.3320.101.22.7.1.1.3 | RowStatus(INTEGER) | read to create | The row status of configuration templte | createAndGo(4) destory(6) |  | Note: the OID tail should be followed with the configuration template name information A) Create configuration template: Set node templateRowStatus as 4(createAndGo); B) Delete configuration template: Set node templateRowStatus as 6(destory)"
2272、templateItemTable(ONU Command Number in Configuration Template)
1 | templateItemName | ONUConfiguration template name | 1.3.6.1.4.1.3320.101.22.7.2.1.1 | OCTET STRING | read to write | Configuration template name | 1 to 20 characters |  | A) This table has a 2-levelindex The level 1 index is configuration template name, level 2 index is the configuration entery serial number B) The node templateItemName cannot be set
2 | templateItemIndex | ONU configuration command sequence number | 1.3.6.1.4.1.3320.101.22.7.2.1.2 | Integer32 | read to write | ONU configuration command sequence number |  |  | The node templateItemIndex cannot be set
3 | templateItemStr | The string in the template command | 1.3.6.1.4.1.3320.101.22.7.2.1.3 | OCTET STRING | read to only | ONU configuration command set value
4 | templateItemRowStatus | The row status of Configuration command | 1.3.6.1.4.1.3320.101.22.7.2.1.4 | RowStatus(INTEGER) | read to create | The row status of Configuration command | active(1) createAndWait(5) destory(6) |  | Note: When setting node templateItemRowStatus and templateItemStr, the OID tail should be with the configuration template name and command entery ordinal information, among which the configuration entery ordinal information is the last digit of the OID A) Add command entry (in this process, the value of OID should be kept consistent): first, set node templateItemRowStatus as 5(createAndWait), then set node templateItemStr, and finally set node templateItemRowStatus as 1(Active) B) Delete command entry: Set node templateItemRowStatus as 6(destory)
2273、templateApplyTable(ONU Configuration Template Apply Table)
1 | ponIndex | PON portifindex | 1.3.6.1.4.1.3320.101.22.7.3.1.1 | Integer32 | read to write | PON port DIID |  |  | Obsolete, enable related functions using the node templateApplyNewTable(13614133201012274)
2 | templateApplyName | Configuration template name applied to the PON port | 1.3.6.1.4.1.3320.101.22.7.3.1.2 | OCTET STRING | read to write | Name of the configuration template applied to the PON port | 1 to 20 characters |  | Obsolete
3 | llidBitstring | Multiple LLID bitmap bound to the configuration template | 1.3.6.1.4.1.3320.101.22.7.3.1.3 | OCTET STRING | read to write | Bitmap of multiple LLIDs bound to the configuration template |  |  | Obsolete
2274、templateApplyNewTable(New ONU Configuration Template Apply Table)
1 | ponIndexNew | PON portifindex | 1.3.6.1.4.1.3320.101.22.7.4.1.1 | Integer32 | read to only | PON port DIID |  |  | This table has a 3-levelindex The level 1 index is the ifinDEX of the standard MIB EPON interfac, level 2 index is the name of the configuration template applied on the PON port, and level 3 is the LLID bitmap bound on the PON port
2 | templateApplyNameNew | Configuration template name applied to the PON port | 1.3.6.1.4.1.3320.101.22.7.4.1.2 | OCTET STRING | read to only | Name of the configuration template applied to the PON port | 1 to 20 characters
3 | llidBitstringNew | Multiple LLID bitmap bound to the configuration template | 1.3.6.1.4.1.3320.101.22.7.4.1.3 | OCTET STRING | read to only | Bitmap of multiple LLIDs bound to the configuration template |  |  | The length is 8 bytes, and each 64-bit corresponds to an Llid_seQThe position 1 indicates that the template is bound to this Llid_seQ
4 | templateParameters | Parameter string | 1.3.6.1.4.1.3320.101.22.7.4.1.4 | OCTET STRING | read to write | Parameter string | 1 to 200 characters
5 | templateApplyRowstatus | The row status of binding template on PON port | 1.3.6.1.4.1.3320.101.22.7.4.1.5 | RowStatus(INTEGER) | read to create | The row status of binding template on PON port | createAndGo(4) destory(6) |  | Note: the OID tail should be with PON diID, configuration template name, and LLID bitmap information, where the LLID bitmap is the last eight digits A) Establish template to specify LLID association: Set node templateApplyRowstatus as 4(createAndGo); B) Delete template to specify LLID association: set node templateApplyRowstatus as 6(destory)
23、nmsEPONOnuBatchUpdate(ONU Batch Update)
1 | onuUpdateLLIDs | ONU ifindex list | 1.3.6.1.4.1.3320.101.23.1 | PortList(OCTET STRING) | read to write | ONU ifindex list, which defines the ONU to be updated |  |  | Need updated ONU ifindex bitmap
2 | onuUpdateFileName | ONU Update File Name | 1.3.6.1.4.1.3320.101.23.2 | OCTET STRING | read to write | The file name in OLT flash, which is ONU bin file and must be existed
3 | onuUpdateAction | ONU Update Action | 1.3.6.1.4.1.3320.101.23.3 | INTEGER | read to write | The update operation indication 0 to no action for update, 1 to action for update | no_action(0) update(1) commit(2) |  | Onu upgrade step: Set node onuUpdateLLIDs to update the ONU ifindex bit position as 1, and set node onuUpdateFileName to fill in the ONU image name, then set node onuUpdateAction as 1(Update), finally, after ONU restarting with a new image, set node onuUpdateAction as 2(commit)
4 | onuUpdateResult | ONU Update Result | 1.3.6.1.4.1.3320.101.23.4 | INTEGER | read to only | The result for update 0 to success, 1 to processing, 2 to other result values and reserved for system | success(0) processing(1) other(2)
25、nmsEPONOnuReset(ONU Reset)
251、nmsEPONOnuResetTable(ONU reset operation Table)
1 | onuResetLlid | ONU ifindex | 1.3.6.1.4.1.3320.101.25.1.1.1 | INTEGER | read to only | ONU ifindex
2 | onuResetAction | ONU reset operation | 1.3.6.1.4.1.3320.101.25.1.1.2 | INTEGER | read to write | ONU reset operation1 to reset,0 to no action | reset(1) no to action(0) |  | The feature is obsolete Restart the ONU operation for using node onuReset(1361413320101101129)
26、nmsEPONOnuSerialTrap(ONU Serial Port Trap)
261、nmsEPONOnuSerialTrap Global Variables
1 | nmsEponOnuSerialBreak | OUN serial port break | 1.3.6.1.4.1.3320.101.26.1 | INTEGER | not to accessible | ONU serial port status change0 to break, 1 to recover | break(0) recover(1)
2 | nmsEponOnuSerialBreakReason | OUN serial port break reason | 1.3.6.1.4.1.3320.101.26.2 | INTEGER | not to accessible | ONU serial port status change reason | network_break(1)
3 | nmsEponOnuLoopbackDetectResult | Loopback detection result | 1.3.6.1.4.1.3320.101.26.3 | INTEGER | not to accessible | Loopback detection result | ok(0) error(1)
264、nmsEPONOnuSerialBreakNotifications(ONU Serial Port Break Notifications)
1 | nmsEponOnuSerialBreakNotification | Generates this notification when onu serial interface status changes | 1.3.6.1.4.1.3320.101.26.4.1 | NOTIFICATION |  | The agent generates this notification when onu serial interface status changes |  |  | Binding variable: 1:onuLlidDiid(136141332010112111llid to ifindexuni to seq) 2:onuIfSequenceNo(136141332010112112llid to ifindexuni to seq) 3:ifDescr(1361212212llid to ifindex) 4:nmsEponOnuSerialBreak(1361413320101261llid to ifindexuni to seq) 5:nmsEponOnuSerialBreakReason(1361413320101262llid to infindexuni to seq) 6:onuID(136141332010110113llid to ifindex)
265、nmsEPONOnuLoopbackDetectResultNotifications(ONU Loopback Detect Result Notifications)
1 | nmsEponOnuLoopbackDetectResultNotification | Generates this notification when onu get a loopback resul | 1.3.6.1.4.1.3320.101.26.5.1 | NOTIFICATION |  | The agent generates this notification when onu get a loopback result |  |  | This alarm node is used for both UNI port and serial port loop detection Binding variable: 1:onuLlidDiid(136141332010112111llid to ifindexuni to seq) 2:onuIfSequenceNo(136141332010112112llid to ifindexuni to seq) 3:ifDescr(1361212212llid to ifindex) 4:nmsEponOnuLoopbackDetectResult(1361413320101263llid to ifindexuni to seq) 5:onuID(136141332010110113llid to ifindex)
27、nmsEPONOnuSerialPort(ONU Serial Port Configuration)
1 | onuSerialLlidIfIndex | LLID interface index | 1.3.6.1.4.1.3320.101.27.1.1.1 | INTEGER | read to only | LLID interface id, unique in system The same value as NMS to EPON to LLID mib index |  |  | This table has a 2-level index, level 1 index is the ifindex of the standard MIB ONU LLID interface, and level 2 index is the ONU serial number
2 | onuSerialPortSeqNo | ONU serial port sequence number | 1.3.6.1.4.1.3320.101.27.1.1.2 | INTEGER | read to only | ONU serial port sequence number, unique in one ONU
3 | onuSerialPortSpeed | ONU serial port speed | 1.3.6.1.4.1.3320.101.27.1.1.3 | INTEGER | read to write | ONU serial port speed Default value is 9600 | 300 to 115200
4 | onuSerialPortDataBits | ONU serial port data bits | 1.3.6.1.4.1.3320.101.27.1.1.4 | INTEGER | read to write | ONU serial port data bits Default value is 8 | 5 to 8
5 | onuSerialPortHaltBits | ONU serial port halt bits | 1.3.6.1.4.1.3320.101.27.1.1.5 | INTEGER | read to write | ONU serial port halt bits Default value is 1 | 1 to 2
6 | onuSerialPortParity | ONU serial port parity | 1.3.6.1.4.1.3320.101.27.1.1.6 | INTEGER | read to write | ONU serial port parity Default value is 0 to none | none(0) odd(1) even(2)
7 | onuSerialPortFlowControl | ONU serial port flow control | 1.3.6.1.4.1.3320.101.27.1.1.7 | INTEGER | read to write | ONU serial port parity Default value is 0 to none | none(0) software(1) hardware(2)
8 | onuSerialPortPropRowStatus | ONU serial port properties row status | 1.3.6.1.4.1.3320.101.27.1.1.8 | INTEGER | read to create | ONU serial port properties row statusThese five item are set together: onuSerialPortSpeed, onuSerialPortDataBits, onuSerialPortHaltBits, onuSerialPortParity, onuSerialPortFlowControl | active(1) notInService(2) notReady(3) |  | First set node OnuSerialPortPropRowStatus as 2 (notInService) or 3 (notReady), and then respectively set serial port baud rate, stop bits, and data bits nodes, the final set node onuSerialPortPropRowStatus as 1 (active)
9 | onuSerialPortDataReadInterval | ONU serial port buffer data read interval | 1.3.6.1.4.1.3320.101.27.1.1.9 | INTEGER | read to write | ONU serial port buffer data read interval Unit is mili to second, and default value is 100 ms | 10 to 100000 | ms
10 | onuSerialPortDataReadBytes | ONU serial port buffer data read bytes | 1.3.6.1.4.1.3320.101.27.1.1.10 | INTEGER | read to write | ONU serial port buffer data read bytes When storage is up to limit, the bytes must be sent out Default value is 100 | 10 to 1000 | Byte
11 | onuSerialPortBufferRowStatus | ONU serial port buffer setting row status | 1.3.6.1.4.1.3320.101.27.1.1.11 | INTEGER | read to create | ONU serial port buffer setting row statusThese two item are set together: onuSerialPortDataReadInterval, onuSerialPortDataReadBytes | active(1) notInService(2) notReady(3) |  | First set node onuSerialPortBufferRowStatus as 2 (notInService) or 3 (notReady), and then set serial port time interval and the number of bytes, the final set node onuSerialPortPropRowStatus as 1 (active)
12 | onuSerialPortKeepaliveMode | ONU serial port keepalive mode | 1.3.6.1.4.1.3320.101.27.1.1.12 | INTEGER | read to write | ONU serial port keepalive mode 0 to disable, 1 to enable | disable(0) enable(1)
13 | onuSerialPortKeepaliveIdle | ONU serial port keepalive idle | 1.3.6.1.4.1.3320.101.27.1.1.13 | INTEGER | read to write | ONU serial port keepalive idle if there is no r/x package in time of onuSerialPortKeepaliveIdle, system will send keepalive package to probe Unit is second, and default value is 100 s | 1 to 10000 | Second(s)
14 | onuSerialPortKeepaliveTimeout | ONU serial port keepalive timeout | 1.3.6.1.4.1.3320.101.27.1.1.14 | INTEGER | read to write | ONU serial port keepalive timeout if there is no r/x package in time of onuSerialPortKeepaliveIdle, system will send keepalive package to probe And if there is no rsponse package in onuSerialPortKeepaliveTimeout, this keepalive package is timeout Unit is second, and default value is 100 s | 1 to 10000 | Second(s)
15 | onuSerialPortKeepaliveProbeCount | ONU serial port keepalive probing package sending count | 1.3.6.1.4.1.3320.101.27.1.1.15 | INTEGER | read to write | ONU serial port keepalive probing package sending count Default value is 3 | 1 to 1000
16 | onuSerialPortKeepaliveRowStatus | OUN serial port keepalive setting value row status | 1.3.6.1.4.1.3320.101.27.1.1.16 | INTEGER | read to create | ONU serial port keepalive setting value row status These three items are set together: onuSerialPortKeepaliveIdle, onuSerialPortKeepaliveTimeout, onuSerialPortKeepaliveProbeCount | active(1) notInService(2) notReady(3) |  | First set node OnuSerialPortKeepaliveRowStatus as 2 (notInService) or 3 (notReady), and then set serial port survival mode, idle time, timeout corresponding nodes, the final set node onuSerialPortKeepaliveRowStatus as 1 (active)
17 | onuSerialPortLoopback | ONU serial port loopback test | 1.3.6.1.4.1.3320.101.27.1.1.17 | TruthValue(INTEGER) | read to write | ONU serial port loopback test | enable the loop detection(1) disable the loop detection(2)
28、nmsEPONOnuRemoteServerTable(ONU Remote ServerTable)
1 | onuRemoteServerIndex | ONU remote server IP address Index | 1.3.6.1.4.1.3320.101.28.1.1.1 | INTEGER | read to write | ONU remote server IP address Index This value is index of 0 to this value is deleted Default value is none |  |  | This table is a 1-level index, and level 1 is the remote service IP address index
2 | onuRemoteServerIpAddr | ONU remote server IP address | 1.3.6.1.4.1.3320.101.28.1.1.2 | IpAddress | read to write | ONU remote server IP address
3 | onuRemoteServerRowStatus | ONU remote server IP address setting row status | 1.3.6.1.4.1.3320.101.28.1.1.3 | RowStatus(INTEGER) | read to create | ONU remote server IP address setting row status These two items: onuRemoteServerIndex, onuRemoteServerIpAddr, are set together |  |  | A) Add a new server IP address: first set node onuRemoteServerRowStatus as 4(createAndGo) or 5(createAndWait), then set node IP address corresponding node, finally set the node onuRemoteServerRowStatus as 1(Active); B) Modify the server IP address: First set the node onuRemoteServerRowStatus as 2(notInService) or 3(notReady), then set the server IP address corresponding node, and finally set the node onuRemoteServerRowStatus as 1(Active); C) Remove server IP address: Set node onuRemoteServerRowStatus as 6(destory)
30、nmsEPONEocComm(Eoc Master Management)(Not support)
301、nmsEPONEocComm Global Variables(Not support)
1 | numberOfTerminal | Maximal number of every EoC slave that EoC master connects to | 1.3.6.1.4.1.3320.101.30.1 | INTEGER | read to write | Maximal number of every EoC slave that EoC master connects to |  |  | The source of the definition is not clear, the current version does not support it, and no supported code has been found
2 | authenMode | EoC slave authentication mode | 1.3.6.1.4.1.3320.101.30.2 | INTEGER | read to write | EoC slave authentication mode auto(1),white_list(2),black_list(3),and default is auto(0) It effects to all EoC master | auto(1) white to list(2) black to list(3)
3 | eocRegRetryTimes | Eoc slave registered retry times | 1.3.6.1.4.1.3320.101.30.3 | INTEGER | read to write | Eoc slave registered retry times while EoC slave registered failed | 0 to 15 | Second(s)
4 | eocMasterResetOper | Eoc master reset operation | 1.3.6.1.4.1.3320.101.30.4 | INTEGER | read to write | Eoc master reset operation, it effects to all EoC master | reset(1) no to action(2)
5 | eocSaveConfig | Eoc master save configuration | 1.3.6.1.4.1.3320.101.30.5 | INTEGER | read to write | Eoc master save configuration, it effects to all EoC master | save(1) no to action(2)
6 | isSendEocSlaveTrap | EoC slave sending trap indication | 1.3.6.1.4.1.3320.101.30.6 | INTEGER | read to write | EoC slave sending trap indication send_trap(1), no_send_trap(2) | send(1) no to send(2)
307、nmsEPONEocMasterTable(Eoc Master Information Table )(Not support)
1 | eocMasterUniSeqNo | EoC master index | 1.3.6.1.4.1.3320.101.30.7.1.1 | INTEGER | read to only | EPON ONU UNI port sequence the same value in EoC master index |  |  | The source of the definition is not clear, the current version does not support it, and no supported code has been found
2 | eocMasterMacAddr | EoC master MAC address | 1.3.6.1.4.1.3320.101.30.7.1.2 | MacAddress | read to only | EPON EoC master MAC address
3 | isEocMasterPresent | EoC master connection status | 1.3.6.1.4.1.3320.101.30.7.1.3 | INTEGER | read to only | EoC is present or not present(1), absent(2) | present(1) absent(2)
4 | eocMasterRegStatus | EoC master registered status | 1.3.6.1.4.1.3320.101.30.7.1.4 | INTEGER | read to only | EoC registered status de_register(1), register(2), bad_eoc_master(3) | deregister(1) register(2) bad to eoc to master(3)
5 | eocMasterChipType | EoC master chip type | 1.3.6.1.4.1.3320.101.30.7.1.5 | OCTET STRING | read to only | EoC master chip type String length is limited to 16
6 | eocMasterFWVersion | EoC master firmware verion information | 1.3.6.1.4.1.3320.101.30.7.1.6 | OCTET STRING | read to only | EoC master chip firmware verion information String length is limited to 64
7 | eocMasterNid | EoC master network identifier | 1.3.6.1.4.1.3320.101.30.7.1.7 | OCTET STRING | read to only | EoC master network identifier String length is limited to 7
8 | eocMasterSnid | EoC master sub to network identifier | 1.3.6.1.4.1.3320.101.30.7.1.8 | OCTET STRING | read to only | EoC master short network identifier String length is limited to 1
9 | ccoMacAddr | EoC master belongs to AVLN CCO MAC address | 1.3.6.1.4.1.3320.101.30.7.1.9 | MacAddress | read to only | EoC master belongs to AVLN CCO MAC address
10 | ccoTei | EoC master belongs to AVLN CCO TEI | 1.3.6.1.4.1.3320.101.30.7.1.10 | OCTET STRING | read to only | EoC master belongs to AVLN CCO TEI
11 | tei | EoC master TEI | 1.3.6.1.4.1.3320.101.30.7.1.11 | OCTET STRING | read to only | EoC master TEI
308、nmsEPONEocMasterMgmtTable(EoC master Configuration Table)(Not support)
1 | eocMasterReset | EoC master reset operation | 1.3.6.1.4.1.3320.101.30.8.1.1 | INTEGER | read to write | EoC master reset operation reset(1) | reset(1) |  | The source of the definition is not clear, the current version does not support it, and no supported code has been found
2 | eocMasterUploadWidthLimit | EoC master upload bandwidth configuration | 1.3.6.1.4.1.3320.101.30.8.1.2 | INTEGER | read to write | EoC master upload bandwidth limitaion is between 64 and 16384, and the unit is kbps | 64 to 16384 | kbps
3 | eocMasterDownloadWidthLimit | EoC master download bandwidth configuration | 1.3.6.1.4.1.3320.101.30.8.1.3 | Integer | read to write | EoC master download bandwidth limitaion is between 64 and 16384, and the unit is kbps | 64 to 16384 | kbps
4 | eocMasterUpdatePib | EoC master PIB update | 1.3.6.1.4.1.3320.101.30.8.1.4 | OCTET STRING | read to write | EoC master update PIB operation The value is PIB file name And the updating operation effects after manually reset the EoC master
31、nmsEPONEocSlave(EoC slave Management)(Not support)
311、nmsEPONEocMasterSlaveBindTable(Eoc master and EoC slave Binding Configuration Table)(Not support)
1 | bindUniSeqNo | EoC master index | 1.3.6.1.4.1.3320.101.31.1.1.1 | INTEGER | read to create | EPON ONU UNI port sequence the same value in EoC msater index |  |  | The source of the definition is not clear, the current version does not support it, and no supported code has been found
2 | bindTerSeqNo | EoC slave index in EoC master | 1.3.6.1.4.1.3320.101.31.1.1.2 | INTEGER | read to create | EoC slave terminal sequence number, the unique value in the same EoC master
3 | bindEocSlaveMacAddr | EoC slave MAC address | 1.3.6.1.4.1.3320.101.31.1.1.3 | MacAddress(OCTET STRING) | read to write | EoC slave MAC address
4 | bindOper | Binding or unbinding of EoC slave in EoC master | 1.3.6.1.4.1.3320.101.31.1.1.4 | INTEGER | read to write | EoC master and slave binding operation binding(1), unbinding(2) | binding(1) unbinding(2)
312、nmsEPONEocSlaveTable(Terninal Eoc Device Information Table )(Not support)
1 | slaveUniSeqNo | EoC master index | 1.3.6.1.4.1.3320.101.31.2.1.1 | INTEGER | read to only | EPON ONU UNI port sequence the same value in EoC master index |  |  | The source of the definition is not clear, the current version does not support it, and no supported code has been found
2 | terSeqNo | EoC slave indexr | 1.3.6.1.4.1.3320.101.31.2.1.2 | INTEGER | read to only | EoC slave index
3 | slaveMacAddr | EoC slave MAC address | 1.3.6.1.4.1.3320.101.31.2.1.3 | MacAddress(OCTET STRING) | read to only | EPON EoC slave MAC address
4 | slaveRegStatus | Connection Status of EoC slave and EoC master | 1.3.6.1.4.1.3320.101.31.2.1.4 | INTEGER | read to only | EoC slave is present or not present(1), absent(2) | present(1) absent(2)
5 | slaveChipType | Terninal Eoc chip type | 1.3.6.1.4.1.3320.101.31.2.1.5 | OCTET STRING | read to only | EoC slave chip type String length is limited to 16
6 | slaveFWVersion | EoC slave firmware verion | 1.3.6.1.4.1.3320.101.31.2.1.6 | OCTET STRING | read to only | EoC slave chip firmware verion information String length is limited to 64
7 | slaveNid | EoC slave network identifier | 1.3.6.1.4.1.3320.101.31.2.1.7 | OCTET STRING | read to only | EoC slave network identifier String length is limited to 7
8 | slaveSnid | EoC slave sub-network identifier | 1.3.6.1.4.1.3320.101.31.2.1.8 | OCTET STRING | read to only | EoC slave short network identifier String length is limited to 1
9 | slaveCcoMacAddr | EoC slave belongs to AVLN CCO MAC address | 1.3.6.1.4.1.3320.101.31.2.1.9 | MacAddress(OCTET STRING) | read to only | EoC slave belongs to AVLN CCO MAC address
10 | slaveCcoTei | EoC slave belongs to AVLN CCO TEI | 1.3.6.1.4.1.3320.101.31.2.1.10 | OCTET STRING | read to only | EoC slave belongs to AVLN CCO TEI
11 | slaveTei | EoC slave TEI | 1.3.6.1.4.1.3320.101.31.2.1.11 | OCTET STRING | read to only | EoC slave TEI
313、nmsEPONEocSlaveMgmtTable(EoC slave Configuration Table)(Not support)
1 | eocSlaveReset | EoC slave reset | 1.3.6.1.4.1.3320.101.31.3.1.1 | INTEGER | read to write | EoC slave reset operation reset(1) | reset(1) |  | The source of the definition is not clear, the current version does not support it, and no supported code has been found
2 | eocSlaveUploadWidthLimit | EoC slave upload bandwidth limitaion | 1.3.6.1.4.1.3320.101.31.3.1.2 | INTEGER | read to write | EoC slave upload bandwidth limitaion is between 64 and 16384, and the unit is kbps | 64 to 16384 | kbps
3 | eocSlaveDownloadWidthLimit | EoC slave download bandwidth | 1.3.6.1.4.1.3320.101.31.3.1.3 | INTEGER | read to write | EoC slave download bandwidth limitaion is between 64 and 16384, and the unit is kbps | 64 to 16384 | kbps
4 | updateFirmware | EoC slave update firmware | 1.3.6.1.4.1.3320.101.31.3.1.4 | OCTET STRING | read to write | EoC slave update firmware The value is firmware file name After the updating operation, EoC slave resets automatically
5 | eocSlaveUpdatePib | EoC slave PIB update | 1.3.6.1.4.1.3320.101.31.3.1.5 | OCTET STRING | read to write | EoC slave update PIB operation The value is PIB file name After the updating operation, EoC slave resets automatically
6 | slaveVlan | EoC slaveVLAN information | 1.3.6.1.4.1.3320.101.31.3.1.6 | OCTET STRING | read to write | EoC slave VLAN information OCTET STRING length is 4096, and each bit mean corresponding value VLAN is set or not For each bit, 0 to delete vlan, 1 to create vlan
7 | eocSlaveDeregister | EoC slave deregister | 1.3.6.1.4.1.3320.101.31.3.1.7 | INTEGER | read to write | EoC slave forces to leave AVLN, that is de to registered operation | deregister(1)
314、nmsEPONEocSlavePortVlanTable(EoC slave Port Vlan Table)(Not support)
1 | eocSlaveUniSeqNo | EoC master index | 1.3.6.1.4.1.3320.101.31.4.1.1 | INTEGER | read to only | EPON ONU UNI port sequence the same value in EoC master index |  |  | The source of the definition is not clear, the current version does not support it, and no supported code has been found
2 | eocSlaveSeqNo | EoC slave device index | 1.3.6.1.4.1.3320.101.31.4.1.2 | INTEGER | read to only | EoC slave device index
3 | eocSlavePortNo | EoC slave interface index | 1.3.6.1.4.1.3320.101.31.4.1.3 | INTEGER | read to only | EoC slave port index
4 | eocSlavePortVlan | EoC slave port VLAN information | 1.3.6.1.4.1.3320.101.31.4.1.4 | OCTET STRING | read to write | EoC slave port VLAN information OCTET STRING length is 4094, and each bit mean corresponding value VLAN is set or not For each bit, 0 to delete vlan, 1 to create vlan
5 | eocSlavePortVlanTag | EoC slave port VLAN tag information | 1.3.6.1.4.1.3320.101.31.4.1.5 | OCTET STRING | read to write | EoC slave port VLAN tagOCTET STRING length is 4094, and each bit mean corresponding value VLAN is set or not For each bit, 0 to untagged vlan, 1 to tagged vlan
6 | eocSlavePortVlanTranparent | EoC slave port VLAN transparent | 1.3.6.1.4.1.3320.101.31.4.1.6 | INTEGER | read to write | EoC slave port VLAN transparent | transparent(1) no to transparent(2)
7 | ecoSlavePortPvid | EoC slave port PVID | 1.3.6.1.4.1.3320.101.31.4.1.7 | INTEGER | read to only | EoC slave port PVID Default is no configuration
32、nmsEPONEocConfig(ONU Eoc Device Management)(Not support)
321、nmsEPONEocTftpOper(Eoc TFTP Transmission Configuration)(Not support)
1 | tftpServerIpAddr | Remote TFTP server IP address | 1.3.6.1.4.1.3320.101.32.1.1 | IpAddress | read to write | Remot TFTP server IP address This value only effects after tftpAction is set |  |  | The source of the definition is not clear, the current version does not support it, and no supported code has been found
2 | tftpServerSourceFileName | TFTP server source file name | 1.3.6.1.4.1.3320.101.32.1.2 | OCTET STRING | read to write | TFTP server source file name This value only effects after tftpAction is set
3 | tftpServerDestFileName | TFTP server destination file name | 1.3.6.1.4.1.3320.101.32.1.3 | OCTET STRING | read to write | TFTP server destination file name This value only effects after tftpAction is set
4 | tftpServerOper | TFTP server operation | 1.3.6.1.4.1.3320.101.32.1.4 | INTEGER | read to write | TFTP server operation When the value is set, ths tftpServerIpAddr, tftpServerSourceFileName and tftpServerDestFileName effects at ths same time | no to operation(0) upload to to to onu(1) download to from to onu(2)
322、nmsEPONEocBlackWhiteListTable(ONU Eoc Blacklist Configuration Table)(Not support)
1 | authMode | EoC master authentication mode | 1.3.6.1.4.1.3320.101.32.2.1.1 | INTEGER | read to write | EPON EoC authentication mode black_list(1), white_list(2) | black to list(1) white to list(2) |  | The source of the definition is not clear, the current version does not support it, and no supported code has been found
2 | macAddr | EoC master MAC address | 1.3.6.1.4.1.3320.101.32.2.1.2 | MacAddress(OCTET STRING) | read to create | EPON EoC master MAC address
3 | listOper | White and black list operation | 1.3.6.1.4.1.3320.101.32.2.1.3 | INTEGER | read to write | EPON EoC white and black list operation no_action(0), add_list(1),delete_list(2) | no to action(0) add to list(1) delete to list(2)
33、nmsEPONEocTrap(Eoc Device Trap Notifications)(Not support)
331、nmsEocMasterRegNotifications(EoC master Register/Deregister Notifications)(Not support)
1 | nmsEocMasterRegNotification | EoC master register/deregister notification | 1.3.6.1.4.1.3320.101.33.1.1 | NOTIFICATION |  | The agent generates this notification when EoC master register/deregister |  |  | The source of the definition is not clear, the current version does not support it, and no supported code has been found Binding variable: 1:onuID() 2:uniSeqNo() 3:eocMasterMacAddr() 4:eocMasterRegStatus()
332、nmsEocMasterPreNotifications(EoC master Connection Status Notifications)(Not support)
1 | nmsEocMasterPreNotification | EoC master connection status notifications | 1.3.6.1.4.1.3320.101.33.2.1 | NOTIFICATION |  | The agent generates this notification when EoC master present/absent |  |  | The source of the definition is not clear, the current version does not support it, and no supported code has been found Binding variable: 1:onuID() 2:uniSeqNo() 3:eocMasterMacAddr() 4:isEocMasterPresent()
333、nmsEocSlaveRegNotifications(Terninal Eoc Register/Deregister Notifications)(Not support)
1 | nmsEocSlaveRegNotification | Terninal Eoc register/deregister notifications | 1.3.6.1.4.1.3320.101.33.3.1 | NOTIFICATION |  | The agent generates this notification when EoC slave register/deregister |  |  | The source of the definition is not clear, the current version does not support it, and no supported code has been found Binding variable: 1:onuID() 2:uniSeqNo() 3:eocMasterMacAddr() 4:terSeqNo() 5:slaveMacAddr() 6:slaveRegStatus()
40、nmsEPONOltPosition(OLT Global Geographic Information Configuration)
1 | oltPositionLongitude | Longitude | 1.3.6.1.4.1.3320.101.40.1 | INTEGER | read to write | ONU configuration command set value After this operation, buffer will be added, but the configuration won't work | to 18000000 to 18000000 | 000001° | Corresponding broadband universally services for YDT to 3059 to 2016
2 | oltPositionLatitude | Latitude | 1.3.6.1.4.1.3320.101.40.2 | INTEGER | read to write | ONU configuration command set value After this operation, buffer will be added, but the configuration won't work | to 9000000 to 9000000 | 000001° | Corresponding broadband universally services for YDT to 3059 to 2016
3 | oltPositionElevation | Elevation | 1.3.6.1.4.1.3320.101.40.3 | INTEGER | read to write | ONU configuration command set value After this operation, buffer will be added, but the configuration won't work | to 10000 to 10000 | meter(m) | Corresponding broadband universally services for YDT to 3059 to 2016
4 | oltPositionHorizonalerr | Horizonal error | 1.3.6.1.4.1.3320.101.40.4 | INTEGER | read to write | ONU configuration command set value After this operation, buffer will be added, but the configuration won't work | 0 to 50000 | meter(m) | Corresponding broadband universally services for YDT to 3059 to 2016
5 | oltPositionAltitudeerr | Vertical error | 1.3.6.1.4.1.3320.101.40.5 | INTEGER | read to write | ONU configuration command set value After this operation, buffer will be added, but the configuration won't work | 0 to 50000 | meter(m) | Corresponding broadband universally services for YDT to 3059 to 2016
6 | oltPositionAreacode | Area code | 1.3.6.1.4.1.3320.101.40.6 | OCTET STRING | read to write | ONU configuration command set value After this operation, buffer will be added, but the configuration won't work | SIZE(0 to 18) |  | Corresponding broadband universally services for YDT to 3059 to 2016 For example, 320923103203 represents the Louzi Village Committee
7 | oltPositionTimestamp | Signature generation time | 1.3.6.1.4.1.3320.101.40.7 | INTEGER | read to write | ONU configuration command set value After this operation, buffer will be added, but the configuration won't work |  |  | Corresponding broadband universally services for YDT to 3059 to 2016 Seconds since 1970 to 01 to 01 00:00:00
8 | oltPositionGISDigest | Signature verification values | 1.3.6.1.4.1.3320.101.40.8 | OCTET STRING | read to write | ONU configuration command set value After this operation, buffer will be added, but the configuration won't work | SIZE(0 to 18) |  | Corresponding broadband universally services for YDT to 3059 to 2016 16 strings of hexadecimal numeric characters
9 | oltPositionGISCheck | Input check code | 1.3.6.1.4.1.3320.101.40.9 | OCTET STRING | read to write | ONU configuration command set value After this operation, buffer will be added, but the configuration won't work | SIZE(4 to 6) |  | Corresponding broadband universally services for YDT to 3059 to 2016 4 strings of hexadecimal numeric characters
10 | oltPositionAction | Action | 1.3.6.1.4.1.3320.101.40.10 | INTEGER | read to write | While set to 1, all the configuration command in buffer will apply to device and the configuration works | no_action(0), apply(1) |  | Corresponding broadband universally services for YDT to 3059 to 2016 Reading is meaningless
11 | oltPositionResult | Result | 1.3.6.1.4.1.3320.101.40.11 | INTEGER | read to only | Position configuraton applying result | success(0) failed(1) unknow(2) |  | Corresponding broadband universally services for YDT to 3059 to 2016
41、nmsEPONOnuWanAndWifi(ONU WAN & WiFi Configuration Management)
411、nmsEPONOnuWifiTable(ONU WiFi Configuration Table)
1 | OnuWifiIndex | ONU interface index | 1.3.6.1.4.1.3320.101.41.1.1.1 | INTEGER | read to only | LLID interface id, unique in system The same value as nmsEponLlid index |  |  | Use the ifinDEX of the standard MIB ONU LLID interface as the index
2 | OnuWifiClearAllWan | Clear all wan port config of the ONU | 1.3.6.1.4.1.3320.101.41.1.1.2 | INTEGER | read to write | clear all wan port config of the ONU | clear(1) |  | Although this table is the ONU WiFi configuration table, this node is used for ONU WAN connection and not adjusted Read is meaningless
3 | OnuWifiCfgRestore | wifi Restore factory configuration | 1.3.6.1.4.1.3320.101.41.1.1.3 | INTEGER | read to write | ONU wifi port reset the wifi cofig Only restore ONU location configuration, OLT will distribute current config if necessary | restore(1) |  | Note that this command directly configure restore operation to ONU, where OLT will still hold the original configuration If the OLT has the configuration, the configuration will be re-issued to ONU when the ONU is re-registered Read is meaningless
4 | OnuWifiWlanEnable | Enable/disable WIFI radio frequency | 1.3.6.1.4.1.3320.101.41.1.1.4 | INTEGER | read to write | config onu wifi wlan status | enable(1) disable(2)
5 | OnuWifiHardwareVersion | wifi hardware version | 1.3.6.1.4.1.3320.101.41.1.1.5 | OCTET STRING | read to only | ONU wifi port hardware version
6 | OnuWifiSoftwareVersion | wifi software version | 1.3.6.1.4.1.3320.101.41.1.1.6 | OCTET STRING | read to only | ONU wifi port the wifi software version
7 | OnuWifiChannelID | Set wifi working channel ID | 1.3.6.1.4.1.3320.101.41.1.1.7 | INTEGER | read to write | config wifi channel id(0 to 13) | 0 to 13 |  | Need to modify the configuration with cooperation of onuWifiRowStatus
8 | OnuWifiWlanStandard | Wifi Wlan working mode | 1.3.6.1.4.1.3320.101.41.1.1.8 | INTEGER | read to write | ONU wifi port config wifi wlan standard type | ieee80211b(1) ieee80211g(2) ieee80211n(3) ieee80211b/g(4) ieee80211b/g/n(5) |  | Need to modify the configuration with cooperation of onuWifiRowStatus
9 | OnuWifiChannelBandwidth | Configure wifi channel band width | 1.3.6.1.4.1.3320.101.41.1.1.9 | INTEGER | read to write | config wifi channel band width(1 to 3 for 20/40 to /40+ mode) | 20MHz(1) 40MHz to (2) 40MHz+(3) |  | Need to modify the configuration with cooperation of onuWifiRowStatus
10 | OnuWifiTxPowerMode | Configure wifi wlan tx power mode | 1.3.6.1.4.1.3320.101.41.1.1.10 | INTEGER | read to write | config wifi wlan tx power mode (1 to 3)for energy to saving/standard/max to power | energy to saving(1) standard(2) max to power(3) |  | Need to modify the configuration with cooperation of onuWifiRowStatus
11 | onuWifiRowStatus | Configure ONU WiFi row status | 1.3.6.1.4.1.3320.101.41.1.1.11 | RowStatus | read to write | config wifi channel to id/wlan to standard/bandwidth/tx to power row status |  |  | When SET Active, the channel to id/wlan to standard/bandwidth/tx to power configuration in the above table is enbaled to ONU When SET Destroy, restore OLT local default configuration Configuration other than channel to id/wlan to standard/bandwidth/tx to power is not controlled by this row state
12 | onu5GSsidMask | ONU 5G SSID Mask | 1.3.6.1.4.1.3320.101.41.1.1.12 | BITS | read to only | show SSID working in 5GHz | ssid1(0) ssid2(1) ssid3(2) ssid4(3) ssid5(4) ssid6(5) ssid7(6) ssid8(7) |  | Identify which SSID is a 5G SSID
412、nmsEPONOnuWifiSsidTable(ONU WiFi SSID Configuration Table)
1 | OnuWifiSsidOnuIndex | ONU interface index | 1.3.6.1.4.1.3320.101.41.2.1.1 | INTEGER | read to only | LLID interface id, unique in system The same value as nmsEponLlid index |  |  | This table is 2-level index The level 1 index is ifinDEX of standard MIB ONU LLID interface, and level 2 is the ONU SSID serial number
2 | OnuWifiSsidIndex | ONU SSID index | 1.3.6.1.4.1.3320.101.41.2.1.2 | INTEGER | read to only | the onu wifi ssid index
3 | OnuWifiSsidName | SSID name | 1.3.6.1.4.1.3320.101.41.2.1.3 | OCTET STRING | read to write | ONU wifi ssid name (0 to 32)bytes |  |  | Need to modify the configuration with cooperation of OnuWifiSsidRowStatus
4 | OnuWifiSsidEncryptMode | WifiSsid ncrype mode | 1.3.6.1.4.1.3320.101.41.2.1.4 | INTEGER | read to write | config onu wifi ssid encrype mode (0 to 4) none/wep/wpa/wpa2/wpa_wpa2 | none(0) wep(1) wpa(2) wpa2(3) wpa_wpa2(4) |  | Need to modify the configuration with cooperation of OnuWifiSsidRowStatus
5 | OnuWifiSsidEncryptKey | ONU wifi ssid encrypt key | 1.3.6.1.4.1.3320.101.41.2.1.5 | OCTET STRING | read to write | config ONU wifi ssid encrypt key(0 to 64)bytes |  |  | Need to modify the configuration with cooperation of OnuWifiSsidRowStatus
6 | OnuWifiSsidEnable | SSID Enable | 1.3.6.1.4.1.3320.101.41.2.1.6 | INTEGER | read to write | config ONU wifi ssid enable | enable(1) disable(2) |  | Need to modify the configuration with cooperation of OnuWifiSsidRowStatus
7 | OnuWifiSsidBroadcastEnable | SSID BroadcastEnable | 1.3.6.1.4.1.3320.101.41.2.1.7 | INTEGER | read to write | config wifi ssid broadcast status | enable(1) disable(2) |  | Need to modify the configuration with cooperation of OnuWifiSsidRowStatus
8 | OnuWifiSsidMaxUser | SSID MaxUser | 1.3.6.1.4.1.3320.101.41.2.1.8 | INTEGER | read to write | config onu wifi ssid max users (0 to 128) | unlimited(0) 1 to 128 |  | Need to modify the configuration with cooperation of OnuWifiSsidRowStatus
9 | OnuWifiSsidRowStatus | configure row status | 1.3.6.1.4.1.3320.101.41.2.1.9 | RowStatus | read to write | config wifi ssid row status |  |  | When SET Active, the specific configuration in the above table is sent to ONU When SET Destroy, restore OLT local default configuration
413、nmsEPONOnuWanTable(ONU WAN Configuration Table)
1 | OnuWanOnuIndex | ONU interface index | 1.3.6.1.4.1.3320.101.41.3.1.1 | INTEGER | read to only | LLID interface id, unique in system The same value as nmsEponLlid index |  |  | This table is 2-level index The level 1 index is ifinDEX of standard MIB ONU LLID interface, and level 2 is the ONU WAN serial number
2 | OnuWanIndex | ONU WAN interface index | 1.3.6.1.4.1.3320.101.41.3.1.2 | INTEGER | read to only | the onu wan port index
3 | OnuWanName | Wan Name | 1.3.6.1.4.1.3320.101.41.3.1.3 | OCTET STRING | read to only | ONU wan name (0 to 32)bytes |  |  | Need to modify the configuration with cooperation of OnuWanRowStatu
4 | OnuWanMtu | Configure onu wan port mtu value | 1.3.6.1.4.1.3320.101.41.3.1.4 | INTEGER | read to write | config onu wan port mtu value | 64 to 1500 |  | Need to modify the configuration with cooperation of OnuWanRowStatu
5 | OnuWanVid | ONU wan port vlan ID | 1.3.6.1.4.1.3320.101.41.3.1.5 | INTEGER | read to write | config ONU wan port vlan id(0 to 4094) | 0 to 4094 |  | Need to modify the configuration with cooperation of OnuWanRowStatu
6 | OnuWanPrio | Wan VLAN priority | 1.3.6.1.4.1.3320.101.41.3.1.6 | INTEGER | read to write | config ONU WAN vlan priority(0 to 7) | 0 to 7 |  | Need to modify the configuration with cooperation of OnuWanRowStatu
7 | OnuWanConnectMode | ONU WAN connect mode Route/Bridge | 1.3.6.1.4.1.3320.101.41.3.1.7 | INTEGER | read to write | config ONU WAN connect mode | route(1) bridge(2) |  | Need to modify the configuration with cooperation of OnuWanRowStatu
8 | OnuWanIpMode | Wan IP allocation mode | 1.3.6.1.4.1.3320.101.41.3.1.8 | INTEGER | read to write | config onu wan ip mode | bridge(0) dhcp(1) static(2) pppoe(3) |  | Need to modify the configuration with cooperation of OnuWanRowStatu
9 | OnuWanPppoeUser | PPPoE user name | 1.3.6.1.4.1.3320.101.41.3.1.9 | OCTET STRING | read to write | config ONU wan pppoe user name (0 to 32)bytes |  |  | Need to modify the configuration with cooperation of OnuWanRowStatu
10 | OnuWanPppoePassword | PPPoE password | 1.3.6.1.4.1.3320.101.41.3.1.10 | OCTET STRING | read to write | config ONU wan pppoe password (0 to 16)bytes |  |  | Need to modify the configuration with cooperation of OnuWanRowStatu
11 | OnuWanIpv4Addr | IPV4 address | 1.3.6.1.4.1.3320.101.41.3.1.11 | IpAddress | read to write | config ONU wan ipv4 address |  |  | Need to modify the configuration with cooperation of OnuWanRowStatu
12 | OnuWanIpv4Mask | IPV4 address mask | 1.3.6.1.4.1.3320.101.41.3.1.12 | IpAddress | read to write | config ONU wan ipv4 mask |  |  | Need to modify the configuration with cooperation of OnuWanRowStatu
13 | OnuWanIpv4Gw | IPv4 default gateway | 1.3.6.1.4.1.3320.101.41.3.1.13 | IpAddress | read to write | config ONU wan ipv4 gateway |  |  | Need to modify the configuration with cooperation of OnuWanRowStatu
14 | OnuWanIpv4DnsPrimary | Primary DNS server IPV4 address | 1.3.6.1.4.1.3320.101.41.3.1.14 | IpAddress | read to write | config ONU wan ipv4 primary dns |  |  | Need to modify the configuration with cooperation of OnuWanRowStatu
15 | OnuWanIpv4DnsSecondary | Secondary DNS server IPV4 address | 1.3.6.1.4.1.3320.101.41.3.1.15 | IpAddress | read to write | config ONU wan ipv4 secondary dns |  |  | Need to modify the configuration with cooperation of OnuWanRowStatu
16 | OnuWanRowStatus | Configure row status | 1.3.6.1.4.1.3320.101.41.3.1.16 | RowStatus | read to write | config wan row status |  |  | When SET Active, the specific configuration in the above table is sent to ONU When SET Destroy, restore OLT local default configuration
414、nmsEPONOnuDataWanTable(ONU Data WAN Configuration Table)
1 | onuDataWanOnuIndex | ONU interface index | 1.3.6.1.4.1.3320.101.41.4.1.1 | INTEGER | read to only | LLID interface id, unique in system The same value as nmsEponLlid index |  |  | This table is 2-level index The level 1 index is ifinDEX of standard MIB ONU LLID interface, and level 2 is the ONU WAN serial number
2 | onuDataWanIndex | ONU WAN interface index | 1.3.6.1.4.1.3320.101.41.4.1.2 | INTEGER | read to only | the onu wan port index
3 | onuDataWanConnectMode | Wan connect mode Route/Bridge | 1.3.6.1.4.1.3320.101.41.4.1.3 | INTEGER | read to write | ONU data wan connect mode | route(1) bridge(2) |  | Need to modify the configuration with cooperation of OnuDataWanRowStatus
4 | onuDataWanServiceType | Wan Service Type | 1.3.6.1.4.1.3320.101.41.4.1.4 | INTEGER | read to write | config onu wan port mtu value | internet(1) vod(2) voip(3) mgm(4) tr069(5) |  | Need to modify the configuration with cooperation of OnuDataWanRowStatus
5 | onuDataWanBindIf | Wan Bind LAN interface | 1.3.6.1.4.1.3320.101.41.4.1.5 | INTEGER | read to write | config ONU data wan bind lan interface(BIT0 to BIT16:SSID1 to SSID4,LAN1 to LAN8,SSID5 to 8) |  |  | Note that the data type of this node is integer, not BITS The integer data represents SSID1 to 4/LAN1 to 8/SSID5 to 8 from low to high, for example For example, the value 0x6018 represents SSID4+LAN1+SSID6+SSID7 Need to modify the configuration with cooperation of OnuDataWanRowStatus
6 | OnuDataWanRowStatus | Configure row status | 1.3.6.1.4.1.3320.101.41.4.1.6 | RowStatus | read to write | config data wan row status |  |  | When SET Active, the specific configuration in the above table is sent to ONU When SET Destroy, restore OLT local default configuration
415、nmsEPONOnuWifiUpgradeTable(ONU WiFi Upgrade Table)
1 | OnuWifiUpgradeOnuIndex | ONU interface index | 1.3.6.1.4.1.3320.101.41.5.1.1 | INTEGER | read to only | LLID interface id, unique in system The same value as nmsEponLlid index |  |  | Use the ifinDEX of the standard MIB ONU LLID interface as the index
2 | OnuWifiUpgradeFileType | File type | 1.3.6.1.4.1.3320.101.41.5.1.2 | INTEGER | read to write | the onu wifi upgrade file type | fireware(1) config(2)
3 | OnuWifiUpgradeFileName | File name | 1.3.6.1.4.1.3320.101.41.5.1.3 | OCTET STRING | read to write | ONU wifi upgrade file name (0 to 32)bytes
4 | OnuWifiUpgradeTransportType | Upgrade transport type | 1.3.6.1.4.1.3320.101.41.5.1.4 | INTEGER | read to write | config onu wifi upgrade transport type | ftp(1)
5 | OnuWifiUpgradeServerIpv4Addr | upgrade server ipv4 address | 1.3.6.1.4.1.3320.101.41.5.1.5 | IpAddress | read to write | config ONU wifi upgrade server ipv4 address
6 | OnuWifiUpgradeServerPort | upgrade server port | 1.3.6.1.4.1.3320.101.41.5.1.6 | INTEGER | read to write | config ONU wifi upgrade server port(1 to 65535) | 1 to 65535
7 | OnuWifiUpgradeUser | User name | 1.3.6.1.4.1.3320.101.41.5.1.7 | OCTET STRING | read to write | config wifi upgrade user name(0 to 32 bytes)
8 | OnuWifiUpgradePassword | Password | 1.3.6.1.4.1.3320.101.41.5.1.8 | OCTET STRING | read to write | config onu wifi upgrade password(0 to 16 bytes)
9 | OnuWifiUpgradeClearFlag | Clear flag | 1.3.6.1.4.1.3320.101.41.5.1.9 | INTEGER | read to write | config wifi upgrade clear flag | clear(1) not to clear(2)
10 | OnuWifiUpgradeProceed | Enable upgrade proceed | 1.3.6.1.4.1.3320.101.41.5.1.10 | INTEGER | read to write | config wifi enable upgrade proceed | start to upgrade(1) |  | Read is meaningless
416、nmsEPONOnuWifiWanStatusTable(ONU WAN Status Table)
1 | OnuWanStatusOnuIndex | ONU interface index | 1.3.6.1.4.1.3320.101.41.6.1.1 | INTEGER | read to only | LLID interface id, unique in system The same value as nmsEponLlid index |  |  | This table is 2-level index The level 1 index is ifinDEX of standard MIB ONU LLID interface, and level 2 is the ONU WAN serial number
2 | OnuWanStatusWanIndex | ONU WAN interface index | 1.3.6.1.4.1.3320.101.41.6.1.2 | INTEGER | read to only | the onu wan port index
3 | OnuWanStatusWanName | Wan name | 1.3.6.1.4.1.3320.101.41.6.1.3 | OCTET STRING | read to only | ONU wan name (0 to 32)bytes
4 | OnuWanStatusWanIpMode | Wan Status Wan Ip Mode | 1.3.6.1.4.1.3320.101.41.6.1.4 | INTEGER | read to only | ONU wan status ip mode | bridge(1) dhcp(2) pppoe(3) static(4)
5 | OnuWanStatusConnState | WAN Connection State | 1.3.6.1.4.1.3320.101.41.6.1.5 | INTEGER | read to only | onu wan status connect state | connect(1) disconnect(2)
6 | OnuWanStatusErrCode | PPPOE error code | 1.3.6.1.4.1.3320.101.41.6.1.6 | INTEGER | read to only | ONU wan status error code
7 | OnuWanStatusIpv4Addr | WAN stauts IP address | 1.3.6.1.4.1.3320.101.41.6.1.7 | IpAddress | read to only | ONU wan stauts ipv4 address
8 | OnuWanStatusIpv4Mask | WAN stauts IP address mask | 1.3.6.1.4.1.3320.101.41.6.1.8 | IpAddress | read to only | ONU wan stauts ipv4 mask
9 | OnuWanStatusIpv4Gw | WAN stauts ipv4 gateway | 1.3.6.1.4.1.3320.101.41.6.1.9 | IpAddress | read to only | ONU wan stauts ipv4 gateway
10 | OnuWanStatusIpv4DnsPrimary | WAN stauts primary DNS address | 1.3.6.1.4.1.3320.101.41.6.1.10 | IpAddress | read to only | ONU wan stauts ipv4 primary dns
11 | OnuWanStatusIpv4DnsSecondary | WAN stauts secondary DNS address | 1.3.6.1.4.1.3320.101.41.6.1.11 | IpAddress | read to only | ONU wan status ipv4 secondary dns
417、nmsEPONOnu5GWifiTable(ONU 5G WiFi Configuration Table)
1 | onu5GWifiIndex | ONU interface index | 1.3.6.1.4.1.3320.101.41.7.1.1 | INTEGER | read to only | LLID interface id, unique in system The same value as nmsEponLlid index |  |  | Use the ifinDEX of the standard MIB ONU LLID interface as the index
2 | onu5GWifiChannelID | 5G Wifi Channel ID | 1.3.6.1.4.1.3320.101.41.7.1.2 | INTEGER | read to write | config wifi channel id | 0x00 auto 0x01 36 0x02 40 0x03 44 0x04 48 0x05 52 0x06 56 0x07 60 0x08 64 0x09 149 0x0A 153 0x0B 157 0x0C 161 0x0D 165(only for 20MHz channel width) |  | Need to modify the configuration with cooperation of onu5GWifiRowStatus
3 | onu5GWifiWlanStandard | 5G Wifi working mode | 1.3.6.1.4.1.3320.101.41.7.1.3 | INTEGER | read to write | ONU wifi port config 5G wifi wlan standard type | ieee80211a(1) ieee80211n(2) ieee80211a/n(3) ieee80211ac(4) ieee80211n/ac(5) ieee80211a/n/ac(6) |  | Need to modify the configuration with cooperation of onu5GWifiRowStatus
4 | onu5GWifiChannelBandwidth | 5G Wifi Channel Bandwidth | 1.3.6.1.4.1.3320.101.41.7.1.4 | INTEGER | read to write | config onu wifi wlan status | 20MHz(1) 40MHz(2) 80MHz(3) |  | Need to modify the configuration with cooperation of onu5GWifiRowStatus
5 | onu5GWifiTxPowerMode | 5G Wifi Tx Power Mode | 1.3.6.1.4.1.3320.101.41.7.1.5 | INTEGER | read to write | config 5G wifi wlan txpower mode | tx to power to 15%(1) tx to power to 35%(2) tx to power to 50%(3) tx to power to 70%(4) tx to power to 100%(5) |  | Need to modify the configuration with cooperation of onu5GWifiRowStatus
6 | onu5GWifiTxRate | 5G Wifi Tx Rate | 1.3.6.1.4.1.3320.101.41.7.1.6 | INTEGER | read to write | ONU wifi port config 5G wifi Tx rate type | 1 to 44: 0x00 AUTO 0x01 6M 0x02 9M 0x03 12M 0x04 18M 0x05 24M 0x06 36M 0x07 48M 0x08 54M 0x09 to 0x18 MC0 to MC15 0x19 to 0x22 NSS1 to MCS0 to NSS1 to MCS9 0x23 to 0x2C NSS2 to MCS0 to NSS2 to MCS9 |  | Need to modify the configuration with cooperation of onu5GWifiRowStatus
7 | onu5GWifiCtrlBand | 5G Wifi Channel mode | 1.3.6.1.4.1.3320.101.41.7.1.7 | INTEGER | read to write | config 5G wifi ctrl band(0 for auto mode) | auto(0) |  | Need to modify the configuration with cooperation of onu5GWifiRowStatus
8 | onu5GWifiWlanEnable | 5G Wifi enable status | 1.3.6.1.4.1.3320.101.41.7.1.8 | INTEGER | read to write | config 5G wifi wlan enable status | enable(1) disable(2) |  | Need to modify the configuration with cooperation of onu5GWifiRowStatus
9 | onu5GWifiRowStatus | 5G Wifi row status | 1.3.6.1.4.1.3320.101.41.7.1.9 | RowStatus | read to write | config 5G WiFi row status |  |  | When SET Active, the specific configuration in the above table is sent to ONU When SET Destroy, restore OLT local default configuration
418、nmsEPONOnu5GWifiSsidTable(ONU 5G WiFi SSID Configuration Table)
1 | onu5GWifiSsidOnuIndex | ONU interface index | 1.3.6.1.4.1.3320.101.41.8.1.1 | INTEGER | read to only | LLID interface id, unique in system The same value as nmsEponLlid index |  |  | This table is 2-level index The level 1 index is ifinDEX of standard MIB ONU LLID interface, and level 2 is the ONU SSID serial number
2 | onu5GWifiSsidIndex | ONU SSID Index | 1.3.6.1.4.1.3320.101.41.8.1.2 | INTEGER | read to only | the onu 5G wifi ssid index
3 | onu5GWifiSsidSGIEnable | SSID SGI enable | 1.3.6.1.4.1.3320.101.41.8.1.3 | OCTET STRING | read to write | config ONU 5G wifi SGI enable |  |  | Need to modify the configuration with cooperation of onu5GWifiSsidRowStatus
4 | onu5GWifiSsidRowStatus | Configure wifi ssid row status | 1.3.6.1.4.1.3320.101.41.8.1.4 | RowStatus | read to write | config wifi ssid row status |  |  | When SET Active, the specific configuration in the above table is sent to ONU When SET Destroy, restore OLT local default configuration
101、nmsEPONOnuStaticMac(ONU Static MAC address Management)
1011、nmsEPONOnuStaticMacTable(ONU Static MAC Configuration Table)
1 | onuSlotIndex | ONU Slot Index | 1.3.6.1.4.1.3320.101.101.1.1.1 | INTEGER | read to only | Slot id, unique in system |  |  | onuSlotIndex is not used as index actually
2 | onustaticMacIfIndex | LLID interface Index | 1.3.6.1.4.1.3320.101.101.1.1.2 | INTEGER | read to only | LLID interface id, unique in system |  |  | This table is 1-level index The level 1 index is the ifinDEX of the standard MIB ONU LLID interface
3 | onuStaticMacAddress | ONU static MAC address | 1.3.6.1.4.1.3320.101.101.1.1.3 | OCTET STRING | read to only | ONU static MAC address Need to configure with corresponding MAC addresss port together
4 | onuStaticMacAddressPortBitmap | ONU static MAC address port bitmap | 1.3.6.1.4.1.3320.101.101.1.1.4 | OCTET STRING | read to only | ONU static MAC address port bitmap value Each bit manifests an ONU port static MAC address status 0= no,1=yes Fox example,3 means port 1 and port 2
5 | onuStaticMacAddressCreate | ONU static MAC address create operation | 1.3.6.1.4.1.3320.101.101.1.1.5 | OCTET STRING | read to write | ONU static MAC address create operation (onuSlotIndex_onuIfIndex_onuStaticMacAddress_onuStaticMacAddressPortBitmap)to add a static mac addressFor example,'00_20_010000000001_00000003'will add the mac address '010000000001' to port 1 and port 2 of the ONU whose onuSlotIndex is 0 and onuIfIndex is 20For 3305 the onuSlotIndex = 0The EPON will return a error symbol to indicate a unsuccessful operation |  |  | Static MAC adding way: set the node onuStaticMacAddressCreate, and set Value format as slot (2 characters) _LLID to ifindex (2 to 3 characters) _MAC (12 characters) _UNI bitmap (8 characters) Example: Configure static MAC address 010100010001 on UNI port 1 and 2 of ONU with IfinDEX of 97, then set Value format is: 00_97_010100010001_00000003
6 | onuStaticMacAddressDel | ONU static MAC address delete flag | 1.3.6.1.4.1.3320.101.101.1.1.6 | INTEGER | read to write | ONU static MAC address delete flag,True(1) will delete the mac address | Delete(1) |  | Note: OID tail should be with slot(1 number), LLID to ifindex(1 number), MAC information (6 Numbers) Static MAC delete method: Set the node onuStaticMacAddressDel as 1
102、nmsEPONLiidQosPolicyTable(LLID QOS Policy Table)
1 | llidQosPolicyIfIndex | LLID interface Index | 1.3.6.1.4.1.3320.101.102.1.1.1 | INTEGER | read to only | LLID interface id, unique in system |  |  | This table is 2-level index The level 1 index is ifinDEX of standard MIB PON interface, and level 2 is the Qos policy name applied Note that the level 2 index does not preposition the length OID segment for variable length data according to the standard For example, when two entries named AAAA and BBB policies are referenced under ifindex 30, the indexes are 3097979797 and 30989898, respectively Obsolete table because China Telecom and Boda private OAM do not support Qos policy applied to ONU global
2 | llidQosPolicyName | LLID QOS Policy Name | 1.3.6.1.4.1.3320.101.102.1.1.2 | OCTET STRING | read to only | A unique string for each Policy Map up to 20 charactersThis string is part of index of Table |  |  | Obsolete table because China Telecom and Boda private OAM do not support Qos policy applied to ONU global
3 | llidQosPolicyCreate | LLID QOS Create Policy | 1.3.6.1.4.1.3320.101.102.1.1.3 | OCTET STRING | read to write | Policy Map Apply operation(LiidSlotIndex_LiidIfIndex_LiidQosPolicy)to Apply a Policy MapFor example,'00007_q1'will apply the policy map 'q1' to Liid 7For 3305 ,the EPON will return a error symbol to indicate a unsuccessful operation |  |  | Non-standard implementation, can directly operate nodes without indexes in the format of "Ifindex_ policy name", where ifinDEX is 5 bytes wide and leading 0 is needed for insufficient width For example, SET value 00007_q1 means to apply Qos policy Q1 to the PON interface with IfinDEX of 7 Obsolete table because China Telecom and Boda private OAM do not support Qos policy applied to ONU global
4 | llidQosPolicyDel | LLID QOS Policy Map delete flag | 1.3.6.1.4.1.3320.101.102.1.1.4 | TruthValue(INTEGER) | read to write | Liid Policy Map delete flag,True(1) will delete the Policy Map |  |  | SET True(1)Delete the corresponding Qos policy application Obsolete table because China Telecom and Boda private OAM do not support Qos policy applied to ONU global
103、nmsEPONOnuQosPolicyTable(ONU Qos Policy Table)(Obsolete)
1 | onuQosPolicyIfIndex | ONU interface index | 1.3.6.1.4.1.3320.101.103.1.1.1 | INTEGER | read to only | LLID interface id, unique in system |  |  | obsolete, and related functions realized by node nmsEponOnuUniQosPolicyTable(13614133201011061)
2 | OnuQosPolicy | ONU Qos Policy | 1.3.6.1.4.1.3320.101.103.1.1.2 | OCTET STRING | read to only | A unique string for each Policy Map up to 20 charactersThis string is part of index of Table
3 | OnuQosPolicyCreate | ONU Qos Policy Create operation | 1.3.6.1.4.1.3320.101.103.1.1.3 | OCTET STRING | read to write | Policy Map Apply operation(OnuIfIndex_OnuQosPolicy)to Apply a Policy MapFor example,'07_q1'will apply the policy map 'q1' to Onu which pon port diid is 7For 3305, the EPON will return a error symbol to indicate a unsuccessful operation
4 | OnuQosPolicyDel | ONU Policy Map delete flag | 1.3.6.1.4.1.3320.101.103.1.1.4 | INTEGER | read to write | Onu Policy Map delete flag,True(1) will delete the Policy Map
104、nmsEPONPONQosPolicyTable(EPON port QOS Policy Table)(Obsolete)
1 | ponQosPolicyIfIndex | PON interface index | 1.3.6.1.4.1.3320.101.104.1.1.1 | INTEGER | read to only | PON interface id, unique in system |  |  | This table is 2-level index The level 1 index is ifinDEX of standard MIB PON interface, and level 2 is the Qos policy name applied Note that the level 2 index does not preposition the length OID segment for variable length data according to the standard For example, when two entries named AAAA and BBB policies are referenced under ifindex 30, the indexes are 3097979797 and 30989898, respectively Obsolete, and related functions realized by node policyMapApplyTable(13614133201502)
2 | ponQosPolicyName | PON port QOS PolicyName | 1.3.6.1.4.1.3320.101.104.1.1.2 | OCTET STRING | read to only | A unique string for each Policy Map up to 20 charactersThis string is part of index of Table |  |  | Obsolete, and related functions realized by node policyMapApplyTable(13614133201502)
3 | ponQosPolicyCreate | PON port QOS Create Policy | 1.3.6.1.4.1.3320.101.104.1.1.3 | OCTET STRING | read to write | Policy Map Apply operation(PonIfIndex_PonQosPolicy)to Apply a Policy MapFor example,'07_q1'will apply the policy map 'q1' to Pon 7For 3305 ,the EPON will return a error symbol to indicate a unsuccessful operation |  |  | Non-standard implementation, can directly operate nodes without indexes in the format of "Ifindex_ policy name", where ifinDEX is 5 bytes wide and leading 0 is needed for insufficient width For example, SET value 00007_q1 means to apply Qos policy Q1 to the PON interface with IfinDEX of 7 Obsolete, and related functions realized by node policyMapApplyTable(13614133201502)
4 | ponQosPolicyDel | PON port QOS Policy Map delete flag | 1.3.6.1.4.1.3320.101.104.1.1.4 | TruthValue(INTEGER) | read to write | PON Policy Map delete flag,True(1) will delete the Policy Map |  |  | SET True(1) delete the corresponding Qos policy application Obsolete, and related functions realized by node policyMapApplyTable(13614133201502)
105、nmsEPONOnuUniIfAppPolicy(ONU UNI Interface Attachment Object)
1051、nmsEPONOnuUniIfAppPolicyTable(ONU UNI Interface ACL Configuration Table)
1 | nmsOnuUniIfIndex | LLID interface index | 1.3.6.1.4.1.3320.101.105.1.1.1 | INTEGER | read to only | LLID interface id, unique in system |  |  | This table is 2-level index The level 1 index is ifindex of standard MIB ONU LLID interface, and level 2 indexe is the ONU UNI port serial number
2 | nmsOnuUniIfSequence | ONU UNI interface index | 1.3.6.1.4.1.3320.101.105.1.1.2 | INTEGER | read to only | A unique value for each onu uni interface
3 | nmsOnuUniIfInMacACL | Interface input MAC address ACL | 1.3.6.1.4.1.3320.101.105.1.1.3 | OCTET STRING | read to write | Interface input MAC address ACL |  |  | A) Add IP access control list: Set the nmsOnuUniIfInMacACL as the name of the to-be-added MAC access control list B) Delete the IP access control list: Set the nmsOnuUniIfInMacACL is an empty string
4 | nmsOnuUniIfOutMacACL | Interface output MAC address ACL | 1.3.6.1.4.1.3320.101.105.1.1.4 | OCTET STRING | read to write | Interface output MAC address ACL |  |  | Obsolete
5 | nmsOnuUniIfInIpACL | Interface input IP address ACL | 1.3.6.1.4.1.3320.101.105.1.1.5 | OCTET STRING | read to write | Interface input IP address ACL |  |  | A) Add IP access control list: Set the node nmsOnuUniIfInIpACL as the name of the to-be-added IP access control list B) Delete the IP access control list: Set the node nmsOnuUniIfInIpACL is an empty string
6 | nmsOnuUniIfOutIpACL | Interface output IP address ACL | 1.3.6.1.4.1.3320.101.105.1.1.6 | OCTET STRING | read to write | Interface output IP address ACL |  |  | Obsolete
106、nmsEPONOnuUniQosPolicy(ONU UNI Qos Policy)
1061、nmsEPONOnuUniQosPolicyTable(ONU UNI Qos Policy Table)
1 | onuUniQosPolicyIfIndex | ONU interface inex | 1.3.6.1.4.1.3320.101.106.1.1.1 | INTEGER | read to only | LLID interface id, unique in system |  |  | This table is 2-level index The level 1 index is ifindex of standard MIB ONU LLID interface, and level 2 indexe is the ONU UNI port serial number
2 | onuUniIfSequence | ONU UNI interface inex | 1.3.6.1.4.1.3320.101.106.1.1.2 | INTEGER | read to only | Onu Uni interface id, unique in system
3 | OnuUniQosPolicy | ONU UNI Qos Policy | 1.3.6.1.4.1.3320.101.106.1.1.3 | OCTET STRING | read to only | A unique string for each Policy Map up to 20 charactersThis string is part of index of Table
4 | OnuUniQosPolicyCreate | ONU Policy Map create flag | 1.3.6.1.4.1.3320.101.106.1.1.4 | INTEGER | read to write | Onu Policy Map create flag,True(1) will create the Policy Map | create(1) |  | Note: The OID tail should be with LLID to ifindex、uni to seq、policy name information Create policy:set the node OnuUniQosPolicyCreate为1
5 | OnuUniQosPolicyDel | ONU Policy Map delete flag | 1.3.6.1.4.1.3320.101.106.1.1.5 | INTEGER | read to write | Onu Policy Map delete flag,True(1) will delete the Policy Map | delete(1) |  | Note: The OID tail should be with LLID to ifindex、uni to seq、policy name information Delete policy:set the node OnuUniQosPolicyDel为1
107、PONOpticsParameterTable(PON port optical module Parameter Table)
1 | ponOpticsIfIndex | PON port index | 1.3.6.1.4.1.3320.101.107.1.1 | INTEGER | read to only | Index of pon interface |  |  | Use the standard MIB PON interface ifinDEX as an index
2 | ponOpticsLinkStatus | Link status of interface | 1.3.6.1.4.1.3320.101.107.1.2 | INTEGER | read to only | The link status of interface 1 to link up, 2 to link down | link to up(1) link to down(2)
3 | ponOpticsTxPower | Tx power of optical module | 1.3.6.1.4.1.3320.101.107.1.3 | INTEGER | read to only | The tx power of optical module The unit is 01DBm |  | 01DBm
4 | ponOpticsTxPowerUpLimit | Upper threshold of tx power alarm | 1.3.6.1.4.1.3320.101.107.1.4 | INTEGER | read to write | The upper threshold of tx power alarm The unit is 01DBm |  | 01DBm
5 | ponOpticsTxPowerLowLimit | Low threshold of tx power alarm | 1.3.6.1.4.1.3320.101.107.1.5 | INTEGER | read to write | The low threshold of tx power alarm The unit is 01DBm |  | 01DBm
6 | ponOpticsTemperature | optical module temperature | 1.3.6.1.4.1.3320.101.107.1.6 | INTEGER | read to only | Optical module temperature The unit is 1/256 degree | enable(1) disable(2) | 1/256 °C
7 | ponOpticsVoltage | optical module Voltage | 1.3.6.1.4.1.3320.101.107.1.7 | INTEGER | read to only | Optical module volt The unit is 01mV |  | 01mV
8 | ponOpticsCurr | optical module bias current | 1.3.6.1.4.1.3320.101.107.1.8 | INTEGER | read to only | Optical module bias current The unit is 2uA |  | 2uA
9 | ponOpticsTransceiverStatus | optical module present status | 1.3.6.1.4.1.3320.101.107.1.9 | INTEGER | read to only | Optical module present status | present(1) absent(2)
108、PONOpticsRxPowerTable(PON port Optical Rx Power Table)
1 | ponOpticsRxOnuIfIndex | ONU interface index | 1.3.6.1.4.1.3320.101.108.1.1 | INTEGER | read to only | Index of ONU LLID interface |  |  | Use the standard MIB LLID interface ifinDEX as an index
2 | ponOpticsRxOnuLinkStatus | LINK status | 1.3.6.1.4.1.3320.101.108.1.2 | INTEGER | read to only | The link status of interface 1 to link up, 2 to link down | link to up(1) link to down(2)
3 | ponOpticsRxPower | Rx power of OLT optical module | 1.3.6.1.4.1.3320.101.108.1.3 | INTEGER | read to only | The rx power of optical module The unit is 01DBm |  | 01DBm | The CS8021 chip is not supported Note that this node is the OLT port rx power for each ONU slot, different from the ONU port optical module rx power(136141332010110515)
4 | ponOpticsRxPowerUpLimit | Upper threshold of rx power alarm | 1.3.6.1.4.1.3320.101.108.1.4 | INTEGER | read to write | The upper threshold of rx power alarm The unit is 01DBm |  | 01DBm | The CS8021 chip is not supported The relevant configuration is the real PON port configuration at present, which take effect to all ONUs under the same PON port after modification
5 | ponOpticsRxPowerLowLimit | Low threshold of rx power alarm | 1.3.6.1.4.1.3320.101.108.1.5 | INTEGER | read to write | The low threshold of rx power alarm The unit is 01DBm |  | 01DBm | The CS8021 chip is not supported The relevant configuration is the real PON port configuration at present, which take effect to all ONUs under the same PON port after modification
200、nmsEPONOltMat
2001、nmsEPONOltMat Global Variables
1 | oltFtpServerIpAddr | FTP server IP address | 1.3.6.1.4.1.3320.101.200.1 | IpAddress | read to write | FTP server IP address for HS update Use only for BSTAR 85 series
2 | oltFtpServerPort | FTP server port | 1.3.6.1.4.1.3320.101.200.2 | INTEGER | read to write | FTP server port for HS update Use only for BSTAR 85 series
3 | oltMatInsideIpAddr | Mat inside interface IP address | 1.3.6.1.4.1.3320.101.200.3 | IpAddress | read to write | Mat inside interface IP address Use only for BSTAR 85 series
201、nmsOnuPerf(ONU Performance Statistics)
2011、nmsOnuPerfSet(ONU Performance Statistics Collection)
20111、onuPerformParameterAlarmsSetTable(ONU Performance Statistics Parameter Alarms Setting Table)
1 | onuPerfParamAlarmLlidIfIndex | ONU interface index | 1.3.6.1.4.1.3320.101.201.1.1.1.1 | INTEGER | read to only | Index of LLID interface |  |  | Use the ifinDEX of the standard MIB ONU LLID interface as the index
2 | onuPerfParamAlarmCpuUsageHighLimitEnable | Enable or disable the alarm of ONU high CPU usage | 1.3.6.1.4.1.3320.101.201.1.1.1.2 | INTEGER | read to write | Enable or disable the alarm of CPU usage 1 to enable, 2 to disable Default is disable | enable(1) disable(2) |  | Correspond to BDCOM private OAM Not yet implemented
3 | onuPerfParamAlarmCpuUsageHighLimitThreshold | High threshold of ONU CPU usage alarm | 1.3.6.1.4.1.3320.101.201.1.1.1.3 | INTEGER | read to write | The upper threshold of CPU usage alarm The unit is 01% The range is 1 to 1000 Default is 1000 | 1 to 1000 | 01% | Correspond to BDCOM private OAM Not yet implemented
4 | onuPerfParamAlarmCpuUsageHighLimitClearThreshold | Clear high threshold ONU CPU usage alarm | 1.3.6.1.4.1.3320.101.201.1.1.1.4 | INTEGER | read to write | The upper threshold of CPU usage alarm cleared The unit is 01% The range is 1 to 1000 | 1 to 1000 | 01% | Correspond to BDCOM private OAM Not yet implemented
5 | onuPerfParamAlarmCpuUsageHighLimitRowStatus | The row status of CPU usage high alarm | 1.3.6.1.4.1.3320.101.201.1.1.1.5 | RowStatus | read to write | The row status of CPU usage alarm |  |  | Correspond to BDCOM private OAM Not yet implemented
6 | onuPerfParamAlarmRamUsageHighLimitEnable | Enable or disable the alarm of ONU high RAM usage | 1.3.6.1.4.1.3320.101.201.1.1.1.6 | INTEGER | read to write | Enable or disable the alarm of RAM usage 1 to enable, 2 to disable Default is disable | enable(1) disable(2) |  | Correspond to BDCOM private OAM Not yet implemented
7 | onuPerfParamAlarmRamUsageHighLimitThreshold | High threshold of ONU RAM usage alarm | 1.3.6.1.4.1.3320.101.201.1.1.1.7 | INTEGER | read to write | The upper threshold of RAM usage alarm The unit is 01% The range is 1 to 1000 Default is 1000 | 1 to 1000 | 01% | Correspond to BDCOM private OAM Not yet implemented
8 | onuPerfParamAlarmRamUsageHighLimitClearThreshold | Clear high threshold ONU RAM usage alarm | 1.3.6.1.4.1.3320.101.201.1.1.1.8 | INTEGER | read to write | The upper threshold of RAM usage alarm cleared The unit is 01% The range is 1 to 1000 Default is 1000 | 1 to 1000 | 01% | Correspond to BDCOM private OAM Not yet implemented
9 | onuPerfParamAlarmRamUsageHighLimitRowStatus | The row status of RAM usage high alarm | 1.3.6.1.4.1.3320.101.201.1.1.1.9 | RowStatus | read to write | The row status of RAM usage alarm |  |  | Correspond to BDCOM private OAM Not yet implemented
10 | onuPerfParamAlarmTemperatureHighLimitEnable | Enable or disable the alarm of ONU high temperature | 1.3.6.1.4.1.3320.101.201.1.1.1.10 | INTEGER | read to write | Enable or disable the alarm of ONU high temperature 1 to enable, 2 to disable Default is disable | enable(1) disable(2) |  | Correspond to BDCOM private OAM Not yet implemented
11 | onuPerfParamAlarmTemperatureHighLimitThreshold | High threshold of ONU temperature alarm | 1.3.6.1.4.1.3320.101.201.1.1.1.11 | INTEGER | read to write | The high threshold of temperature alarm The unit is 01 degree The range is to 1280 to 1280 Default is 1280 | to 1280 to 1280 | 01°C | Correspond to BDCOM private OAM Not yet implemented
12 | onuPerfParamAlarmTemperatureHighLimitClearThreshold | Clear high threshold ONU temperature alarm | 1.3.6.1.4.1.3320.101.201.1.1.1.12 | INTEGER | read to write | The high threshold temperature alarm cleared The unit is 01 degree The range is to 1280 to 1280 Default is 1280 | to 1280 to 1280 | 01°C | Correspond to BDCOM private OAM Not yet implemented
13 | onuPerfParamAlarmTemperatureHighLimitRowStatus | The row status of temperature high alarm | 1.3.6.1.4.1.3320.101.201.1.1.1.13 | RowStatus | read to write | The row status of temperature high alarm |  |  | Correspond to BDCOM private OAM Not yet implemented
14 | onuPerfParamAlarmTemperatureLowLimitEnable | Enable or disable the alarm of ONU low temperature | 1.3.6.1.4.1.3320.101.201.1.1.1.14 | INTEGER | read to write | Enable or disable the alarm of ONU high temperature 1 to enable, 2 to disable Default is disable | enable(1) disable(2) |  | Correspond to BDCOM private OAM Not yet implemented
15 | onuPerfParamAlarmTemperatureLowLimitThreshold | low threshold of ONU temperature alarm | 1.3.6.1.4.1.3320.101.201.1.1.1.15 | INTEGER | read to write | The low threshold of temperature alarm The unit is 01 degree The range is to 1280 to 1280 Default is to 1280 | to 1280 to 1280 | 01°C | Correspond to BDCOM private OAM Not yet implemented
16 | onuPerfParamAlarmTemperatureLowLimitClearThreshold | Clear low threshold ONU temperature alarm | 1.3.6.1.4.1.3320.101.201.1.1.1.16 | INTEGER | read to write | The low threshold temperature alarm cleared The unit is 01 degree The range is to 1280 to 1280 Default is to 1280 | to 1280 to 1280 | 01°C | Correspond to BDCOM private OAM Not yet implemented
17 | onuPerfParamAlarmTemperatureLowLimitRowStatus | The row status of temperature low alarm | 1.3.6.1.4.1.3320.101.201.1.1.1.17 | RowStatus | read to write | The row status of temperature low alarm |  |  | Correspond to BDCOM private OAM Not yet implemented
18 | onuPerfParamAlarmVoltageHighLimitEnable | Enable or disable the alarm of ONU high voltage | 1.3.6.1.4.1.3320.101.201.1.1.1.18 | INTEGER | read to write | Enable or disable the alarm of ONU high voltage 1 to enable, 2 to disable Default is disable | enable(1) disable(2) |  | Correspond to BDCOM private OAM Not yet implemented
19 | onuPerfParamAlarmVoltageHighLimitThreshold | High threshold of ONU voltage alarm | 1.3.6.1.4.1.3320.101.201.1.1.1.19 | INTEGER | read to write | The high threshold of voltage alarm The unit is 01V The range is 0 to 65 Default is 65 | 0 to 65 | 01V | Correspond to BDCOM private OAM Not yet implemented
20 | onuPerfParamAlarmVoltageHighLimitClearThreshold | Clear high threshold ONU voltage alarm | 1.3.6.1.4.1.3320.101.201.1.1.1.20 | INTEGER | read to write | The high threshold voltage alarm cleared The unit is 01V The range is 0 to 65 Default is 65 | 0 to 65 | 01V | Correspond to BDCOM private OAM Not yet implemented
21 | onuPerfParamAlarmVoltageHighLimitRowStatus | The row status of voltage high alarm | 1.3.6.1.4.1.3320.101.201.1.1.1.21 | RowStatus | read to write | The row status of voltage high alarm |  |  | Correspond to BDCOM private OAM Not yet implemented
22 | onuPerfParamAlarmVoltageLowLimitEnable | Enable or disable the alarm of ONU low voltage | 1.3.6.1.4.1.3320.101.201.1.1.1.22 | INTEGER | read to write | Enable or disable the alarm of ONU low voltage 1 to enable, 2 to disable Default is disable | enable(1) disable(2) |  | Correspond to BDCOM private OAM Not yet implemented
23 | onuPerfParamAlarmVoltageLowLimitThreshold | low threshold of ONU voltage alarm | 1.3.6.1.4.1.3320.101.201.1.1.1.23 | INTEGER | read to write | The low threshold of voltage alarm The unit is 01V The range is 0 to 65 Default is 0 | 0 to 65 | 01V | Correspond to BDCOM private OAM Not yet implemented
24 | onuPerfParamAlarmVoltageLowLimitClearThreshold | Clear low threshold ONU voltage alarm | 1.3.6.1.4.1.3320.101.201.1.1.1.24 | INTEGER | read to write | The low threshold voltage alarm cleared The unit is 01V The range is 0 to 65 Default is 0 | 0 to 65 | 01V | Correspond to BDCOM private OAM Not yet implemented
25 | onuPerfParamAlarmVoltageLowLimitRowStatus | The row status of voltage low alarm | 1.3.6.1.4.1.3320.101.201.1.1.1.25 | RowStatus | read to write | The row status of voltage low alarm |  |  | Correspond to BDCOM private OAM Not yet implemented
20112、onuPerformParameterTable(ONU Performance Statistics Current Parameter Table)
1 | onuPerfParamIfIndex | ONU interface index | 1.3.6.1.4.1.3320.101.201.1.2.1.1 | INTEGER | read to only | Index of LLID interface |  |  | Use the ifinDEX of the standard MIB ONU LLID interface as the index
2 | onuPerfParamCpuUsage | ONU CPU usage | 1.3.6.1.4.1.3320.101.201.1.2.1.2 | INTEGER | read to only | CPU usage The unit is 01% The range is 1 to 1000 Default is 0 | 1 to 1000 | 01% | Correspond to BDCOM private OAM
3 | onuPerfParamRamUsage | ONU RAM usage | 1.3.6.1.4.1.3320.101.201.1.2.1.3 | INTEGER | read to only | RAM usage The unit is 01% The range is 1 to 1000 Default is 0 | 1 to 1000 | 01% | Correspond to BDCOM private OAM
4 | onuPerfParamTemperature | ONU Temperature | 1.3.6.1.4.1.3320.101.201.1.2.1.4 | INTEGER | read to only | TemperatureThe unit is 01 degree The range is to 1280 to 1280 Default is 0 | to 1280 to 1280 | 01°C | Correspond to BDCOM private OAM
5 | onuPerfParamVoltage | ONU Voltage | 1.3.6.1.4.1.3320.101.201.1.2.1.5 | INTEGER | read to only | VoltageThe unit is 01V The range is 0 to 65 Default is 0 | 0 to 65 | 01V | Correspond to BDCOM private OAM
202、nmsEPONPerf(OLT Performance Statistics)
2021、nmsEPONOltPerfStatGlobalSet(OLT Performance Statistics Global Configuration Table )
1 | perfStat15MinMaxRecord | The max record number of 15min performance statistics | 1.3.6.1.4.1.3320.101.202.1.1 | INTEGER | read to write | The max record number of 15min performance statistics | 1 to 96
2 | perfStat24HourMaxRecord | The max record number of 24hour performance statistics | 1.3.6.1.4.1.3320.101.202.1.2 | INTEGER | read to write | The max record number of 24hour performance statistics | 1 to 7
2022、nmsEPONOltPerfStatPortTable (OLT Performance Statistics Port Configuration Table)
1 | ifIndex | Port index | 1.3.6.1.4.1.3320.101.202.2.1.1 | INTEGER | read to only | The only diid of physical port in System | physical ports, including uplink port and PON port |  | This table is a 1-level index, in which the level 1 is the ifinDEX of the uplink port and PON port
2 | perfStat15MinEnable | Enable 15min performance statistics | 1.3.6.1.4.1.3320.101.202.2.1.2 | INTEGER | read to write | Enable 15min performance statistics | enable(1) disable(2)
3 | perfStat24HourEnable | Enable 24hour performance statistics | 1.3.6.1.4.1.3320.101.202.2.1.3 | INTEGER | read to write | Enable 24hour performance statistics | enable(1) disable(2)
2023、nmsEPONOltPerfStat15MinTable (OLT 15 minutes Performance Statistics Data Table)
1 | ifIndex | Port index | 1.3.6.1.4.1.3320.101.202.3.1.1 | INTEGER | read to only | The only diid of physical port in System | physical ports, including uplink port and PON port |  | This table is a 2-level index, in which the level 1 is the ifinDEX of the uplink port and PON port, and level 2 is the statistical record index
2 | stats15Index | Statistics record index | 1.3.6.1.4.1.3320.101.202.3.1.2 | INTEGER | read to only | Statistics record index
3 | stats15StatusAndAction | Current statistics record status and action | 1.3.6.1.4.1.3320.101.202.3.1.3 | INTEGER | read to write | Status and action of current statistics record | none(1) clean(2)
4 | stats15EndTime | End time of the statistics record | 1.3.6.1.4.1.3320.101.202.3.1.4 | DateAndTime | read to only | End time of the statistics record
5 | stats15InOctets | Receive bytes | 1.3.6.1.4.1.3320.101.202.3.1.5 | COUNTER64 | read to only
6 | stats15InPkts | Receive frames | 1.3.6.1.4.1.3320.101.202.3.1.6 | COUNTER64 | read to only
7 | stats15InBroadcastPkts | Receive broadcast frames | 1.3.6.1.4.1.3320.101.202.3.1.7 | COUNTER64 | read to only
8 | stats15InMulticastPkts | Receive multicast frames | 1.3.6.1.4.1.3320.101.202.3.1.8 | COUNTER64 | read to only
9 | stats15InPkts64Octets | Receive 64 ctets | 1.3.6.1.4.1.3320.101.202.3.1.9 | COUNTER64 | read to only
10 | stats15InPkts65to127Octets | Receive 65 to 127 ctets | 1.3.6.1.4.1.3320.101.202.3.1.10 | COUNTER64 | read to only
11 | stats15InPkts128to255Octets | Receive 128 to 255 ctets | 1.3.6.1.4.1.3320.101.202.3.1.11 | COUNTER64 | read to only
12 | stats15InPkts256to511Octets | Receive 256 to 511 ctets | 1.3.6.1.4.1.3320.101.202.3.1.12 | COUNTER64 | read to only
13 | stats15InPkts512to1023Octets | Receive 512 to 1023 ctets | 1.3.6.1.4.1.3320.101.202.3.1.13 | COUNTER64 | read to only
14 | stats15InPkts1024to1518Octets | Receive 1024 to 1518 ctets | 1.3.6.1.4.1.3320.101.202.3.1.14 | COUNTER64 | read to only
15 | stats15InUndersizePks | Receive undersize frames | 1.3.6.1.4.1.3320.101.202.3.1.15 | COUNTER64 | read to only
16 | stats15InOversizePks | Receive oversize frames | 1.3.6.1.4.1.3320.101.202.3.1.16 | COUNTER64 | read to only
17 | stats15InFragments | Receive fragments | 1.3.6.1.4.1.3320.101.202.3.1.17 | COUNTER64 | read to only
18 | stats15InMpcpFrames | Receive MPCP frames | 1.3.6.1.4.1.3320.101.202.3.1.18 | COUNTER64 | read to only
19 | stats15InOAMFrames | Receive OAM frames | 1.3.6.1.4.1.3320.101.202.3.1.19 | COUNTER64 | read to only
20 | stats15InCRCErrorPkts | Receive CRC error frames | 1.3.6.1.4.1.3320.101.202.3.1.20 | COUNTER64 | read to only
21 | stats15InDiscardPkts | Receive discard frames | 1.3.6.1.4.1.3320.101.202.3.1.21 | COUNTER64 | read to only
22 | stats15InJabbers | Receive Jabbers | 1.3.6.1.4.1.3320.101.202.3.1.22 | COUNTER64 | read to only
23 | stats15OutOctets | Transmit octets | 1.3.6.1.4.1.3320.101.202.3.1.23 | COUNTER64 | read to only
24 | stats15OutPkts | Transmit frames | 1.3.6.1.4.1.3320.101.202.3.1.24 | COUNTER64 | read to only
25 | stats15OutBroadcastPkts | Transmit broadcast frames | 1.3.6.1.4.1.3320.101.202.3.1.25 | COUNTER64 | read to only
26 | stats15OutMulticastPkts | Transmit multicast frames | 1.3.6.1.4.1.3320.101.202.3.1.26 | COUNTER64 | read to only
27 | stats15OutPkts64Octets | Transmit 64 ctets | 1.3.6.1.4.1.3320.101.202.3.1.27 | COUNTER64 | read to only
28 | stats15OutPkts65to127Octets | Transmit 65 to 127 ctets | 1.3.6.1.4.1.3320.101.202.3.1.28 | COUNTER64 | read to only
29 | stats15OutPkts128to255Octets | Transmit 128 to 255 ctets | 1.3.6.1.4.1.3320.101.202.3.1.29 | COUNTER64 | read to only
30 | stats15OutPkts256to511Octets | Transmit 256 to 511 ctets | 1.3.6.1.4.1.3320.101.202.3.1.30 | COUNTER64 | read to only
31 | stats15OutPkts512to1023Octets | Transmit 512 to 1023 ctets | 1.3.6.1.4.1.3320.101.202.3.1.31 | COUNTER64 | read to only
32 | stats15OutPkts1024to1518Octets | Transmit 1024 to 1518 ctets | 1.3.6.1.4.1.3320.101.202.3.1.32 | COUNTER64 | read to only
33 | stats15OutOversizePks | Transmit oversize frames | 1.3.6.1.4.1.3320.101.202.3.1.33 | COUNTER64 | read to only
34 | stats15OutMpcpFrames | Transmit MPCP frames | 1.3.6.1.4.1.3320.101.202.3.1.34 | COUNTER64 | read to only
35 | stats15OutOAMFrames | Transmit OAM frames | 1.3.6.1.4.1.3320.101.202.3.1.35 | COUNTER64 | read to only
36 | stats15OutDiscardPkts | Transmit discard frames | 1.3.6.1.4.1.3320.101.202.3.1.36 | COUNTER64 | read to only
2024、nmsEPONOltPerfStat24HourTable (OLT 24-hour Performance Statistics Data Table)
1 | ifIndex | Port index | 1.3.6.1.4.1.3320.101.202.4.1.1 | INTEGER | read to only | The only diid of physical port in System | physical ports, including uplink port and PON port |  | This table is a 2-level index, in which the level 1 is the ifinDEX of the uplink port and PON port, and level 2 is the statistical record index
2 | stats24Index | Statistics record index | 1.3.6.1.4.1.3320.101.202.4.1.2 | INTEGER | read to only | Statistics record index
3 | stats24StatusAndAction | Current statistics record status and action | 1.3.6.1.4.1.3320.101.202.4.1.3 | INTEGER | read to write | Status and action of current statistics record | none(1) clean(2)
4 | stats24EndTime | End time of the statistics record | 1.3.6.1.4.1.3320.101.202.4.1.4 | DateAndTime | read to only | End time of the statistics record
5 | stats24InOctets | Receive bytes | 1.3.6.1.4.1.3320.101.202.4.1.5 | COUNTER64 | read to only
6 | stats24InPkts | Receive frames | 1.3.6.1.4.1.3320.101.202.4.1.6 | COUNTER64 | read to only
7 | stats24InBroadcastPkts | Receive broadcast frames | 1.3.6.1.4.1.3320.101.202.4.1.7 | COUNTER64 | read to only
8 | stats24InMulticastPkts | Receive multicast frames | 1.3.6.1.4.1.3320.101.202.4.1.8 | COUNTER64 | read to only
9 | stats24InPkts64Octets | Receive 64 ctets | 1.3.6.1.4.1.3320.101.202.4.1.9 | COUNTER64 | read to only
10 | stats24InPkts65to127Octets | Receive 65 to 127 ctets | 1.3.6.1.4.1.3320.101.202.4.1.10 | COUNTER64 | read to only
11 | stats24InPkts128to255Octets | Receive 128 to 255 ctets | 1.3.6.1.4.1.3320.101.202.4.1.11 | COUNTER64 | read to only
12 | stats24InPkts256to511Octets | Receive 256 to 511 ctets | 1.3.6.1.4.1.3320.101.202.4.1.12 | COUNTER64 | read to only
13 | stats24InPkts512to1023Octets | Receive 512 to 1023 ctets | 1.3.6.1.4.1.3320.101.202.4.1.13 | COUNTER64 | read to only
14 | stats24InPkts1024to1518Octets | Receive 1024 to 1518 ctets | 1.3.6.1.4.1.3320.101.202.4.1.14 | COUNTER64 | read to only
15 | stats24InUndersizePks | Receive undersize frames | 1.3.6.1.4.1.3320.101.202.4.1.15 | COUNTER64 | read to only
16 | stats24InOversizePks | Receive oversize frames | 1.3.6.1.4.1.3320.101.202.4.1.16 | COUNTER64 | read to only
17 | stats24InFragments | Receive fragments | 1.3.6.1.4.1.3320.101.202.4.1.17 | COUNTER64 | read to only
18 | stats24InMpcpFrames | Receive MPCP frames | 1.3.6.1.4.1.3320.101.202.4.1.18 | COUNTER64 | read to only
19 | stats24InOAMFrames | Receive OAM frames | 1.3.6.1.4.1.3320.101.202.4.1.19 | COUNTER64 | read to only
20 | stats24InCRCErrorPkts | Receive CRC error frames | 1.3.6.1.4.1.3320.101.202.4.1.20 | COUNTER64 | read to only
21 | stats24InDiscardPkts | Receive discard frames | 1.3.6.1.4.1.3320.101.202.4.1.21 | COUNTER64 | read to only
22 | stats24InJabbers | Receive Jabbers | 1.3.6.1.4.1.3320.101.202.4.1.22 | COUNTER64 | read to only
23 | stats24OutOctets | Transmit octets | 1.3.6.1.4.1.3320.101.202.4.1.23 | COUNTER64 | read to only
24 | stats24OutPkts | Transmit frames | 1.3.6.1.4.1.3320.101.202.4.1.24 | COUNTER64 | read to only
25 | stats24OutBroadcastPkts | Transmit broadcast frames | 1.3.6.1.4.1.3320.101.202.4.1.25 | COUNTER64 | read to only
26 | stats24OutMulticastPkts | Transmit multicast frames | 1.3.6.1.4.1.3320.101.202.4.1.26 | COUNTER64 | read to only
27 | stats24OutPkts64Octets | Transmit 64 ctets | 1.3.6.1.4.1.3320.101.202.4.1.27 | COUNTER64 | read to only
28 | stats24OutPkts65to127Octets | Transmit 65 to 127 ctets | 1.3.6.1.4.1.3320.101.202.4.1.28 | COUNTER64 | read to only
29 | stats24OutPkts128to255Octets | Transmit 128 to 255 ctets | 1.3.6.1.4.1.3320.101.202.4.1.29 | COUNTER64 | read to only
30 | stats24OutPkts256to511Octets | Transmit 256 to 511 ctets | 1.3.6.1.4.1.3320.101.202.4.1.30 | COUNTER64 | read to only
31 | stats24OutPkts512to1023Octets | Transmit 512 to 1023 ctets | 1.3.6.1.4.1.3320.101.202.4.1.31 | COUNTER64 | read to only
32 | stats24OutPkts1024to1518Octets | Transmit 1024 to 1518 ctets | 1.3.6.1.4.1.3320.101.202.4.1.32 | COUNTER64 | read to only
33 | stats24OutOversizePks | Transmit oversize frames | 1.3.6.1.4.1.3320.101.202.4.1.33 | COUNTER64 | read to only
34 | stats24OutMpcpFrames | Transmit MPCP frames | 1.3.6.1.4.1.3320.101.202.4.1.34 | COUNTER64 | read to only
35 | stats24OutOAMFrames | Transmit OAM frames | 1.3.6.1.4.1.3320.101.202.4.1.35 | COUNTER64 | read to only
36 | stats24OutDiscardPkts | Transmit discard frames | 1.3.6.1.4.1.3320.101.202.4.1.36 | COUNTER64 | read to only

## NMS-GPON-MIB
No | Field | Name | OID | Type | Access | Description | Effective Value Range | Unit | Remarks
11、gponOltConfigTable(OLT Global Configuration)
1 | gponOnuAuthenticationMode | ONU authentication mode configuration | 1.3.6.1.4.1.3320.10.1.1.1.1 | INTEGER | read to write | Authentication method: 0 Disabled, so all ONU/ONTs are allowed to be activated always, When this option is selected; 1 Serial number only; 2 password_only; 3 Serial number and password; 4 LOID 5 Hybrid, so ONU/ONTs are allowed to be activated, if SN to only or LOID Authentication have been passed Default value is 0 | disable(0), serial_number_only(1), password_only(2), serial_number_and_password(3), loid(4), hybrid(5) |  | Note: Here is leaf node, not table node The name gponOltConfigTablehas is ambiguous The password_only mode is not currently supported This function is obsolete, and 1030D/1040B has adjusted ONU authentication to configuration based on PON port, so it is batter to use the node gponOltPonPortOnuAuthenticationMethod(1361413320102118)
2 | gponBroadcastGEMPort | Default Broadcast GEMPort | 1.3.6.1.4.1.3320.10.1.1.1.2 | INTEGER | read to write | GEM port for incidental broadcast traffic Set to 0, if no dedicated GEM port is needed for broadcast traffic and broadcast traffic will be sent on unicast GEM ports |  |  | This feature is rarely used, so it is uncertain whether there is problem while using
3 | gponEncryption | Encryption switch | 1.3.6.1.4.1.3320.10.1.1.1.3 | INTEGER | read to write | GPON encryption switch1 to Enable 0 to Disable Default value is 0 | disable(0), enable(1)
4 | gponKeyExchangeInterval | OLT Key exchange interval | 1.3.6.1.4.1.3320.10.1.1.1.4 | INTEGER | read to write | Key exchange interval in milliseconds1 to 3600 Default value is 3600 | 1 to 3600 | ms
5 | gponOnuUniLinkStatusOn | Enable onu uni port link status notify | 1.3.6.1.4.1.3320.10.1.1.1.5 | INTEGER | read to write | Onu uni port link status notify enable or disable1 to enable,2 to disable | enable(1), disable(2)
6 | gponVirtualportScheduler | Hierarchical queue scheduling based on virtualport/onu | 1.3.6.1.4.1.3320.10.1.1.1.6 | INTEGER | read to write | Set onu port egress scheduler mode | processing(0), disable(1), base to vp(2), base to onu(3)
7 | gponLoidOverwriteStaticSN | Enable ONU loid authentication to overwrite the bound SN | 1.3.6.1.4.1.3320.10.1.1.1.7 | INTEGER | read to write | Config loid Overwrite Static SN1 to enable,0 to disable | disable(0), enable(1)
8 | gponPasswordOverwriteStaticSN | Enable ONU password authentication to overwrite the bound SN | 1.3.6.1.4.1.3320.10.1.1.1.8 | INTEGER | read to write | Config password Overwrite Static SN1 to enable,0 to disable | disable(0), enable(1)
12、gponOltPosition(OLT Global Geographic Information Configuration)
1 | gponOltPositionLongitude | Longitude value | 1.3.6.1.4.1.3320.10.1.2.1 | INTEGER | read to write | Set operation will only prepare configuration buffer, and will not take effect before gponOltPositionAction is set | to 18000000 to 18000000 | 000001°
2 | gponOltPositionLatitude | Latitude value | 1.3.6.1.4.1.3320.10.1.2.2 | INTEGER | read to write | Set operation will only prepare configuration buffer, and will not take effect before gponOltPositionAction is set | to 9000000 to 9000000 | 000001°
3 | gponOltPositionElevation | Elevation values | 1.3.6.1.4.1.3320.10.1.2.3 | INTEGER | read to write | Set operation will only prepare configuration buffer, and will not take effect before gponOltPositionAction is set | to 10000 to 10000 | meter(m)
4 | gponOltPositionHorizonalerr | Horizontal error | 1.3.6.1.4.1.3320.10.1.2.4 | INTEGER | read to write | Set operation will only prepare configuration buffer, and will not take effect before gponOltPositionAction is set | 0 to 50000 | meter(m)
5 | gponOltPositionAltitudeerr | Vertical error | 1.3.6.1.4.1.3320.10.1.2.5 | INTEGER | read to write | Set operation will only prepare configuration buffer, and will not take effect before gponOltPositionAction is set | 0 to 50000 | meter(m)
6 | gponOltPositionAreacode | Area code | 1.3.6.1.4.1.3320.10.1.2.6 | OCTET STRING | read to write | Set operation will only prepare configuration buffer, and will not take effect before gponOltPositionAction is set | SIZE(0 to 18) |  | For Example, 320923103203 stands for Lou Zi Village Committee
7 | gponOltPositionTimestamp | Measure signature generation time | 1.3.6.1.4.1.3320.10.1.2.7 | INTEGER | read to write | Set operation will only prepare configuration buffer, and will not take effect before gponOltPositionAction is set |  |  | Seconds since 1970 to 01 to 01 00:00:00
8 | gponOltPositionGISDigest | Measure signature verification values | 1.3.6.1.4.1.3320.10.1.2.8 | OCTET STRING | read to write | Set operation will only prepare configuration buffer, and will not take effect before gponOltPositionAction is set | SIZE(0 to 18) |  | 16 strings of hexadecimal numeric characters
9 | gponOltPositionGISCheck | Input check code | 1.3.6.1.4.1.3320.10.1.2.9 | OCTET STRING | read to write | Set operation will only prepare configuration buffer, and will not take effect before gponOltPositionAction is set | SIZE(4 to 6) |  | 4 strings of hexadecimal numeric characters
10 | gponOltPositionAction | Enable action | 1.3.6.1.4.1.3320.10.1.2.10 | INTEGER | read to write | While set to 1, all the configuration in buffer will apply to device and the configuration works | no_action(0), apply(1) |  | Read nonsense
11 | gponOltPositionResult | Send result | 1.3.6.1.4.1.3320.10.1.2.11 | INTEGER | read to only | Position configuraton applying result
21、gponOltPonPortConfigTable(PON Port Configuration)
1 | gponOltPonPortPortIndex |  | 1.3.6.1.4.1.3320.10.2.1.1.1 | INTEGER | read to only | Index of the table, PON port INDEX |  |  | Index of PON port diID number
2 | gponOltPonPortPortAdminStatus |  | 1.3.6.1.4.1.3320.10.2.1.1.2 | INTEGER | read to write | 1 to No shutdown 2 to shutdown | no to shutdown(1), shutdown(2)
3 | gponOltPonPortOnuDiscoveryMode | ONU miscovery mode | 1.3.6.1.4.1.3320.10.2.1.1.3 | INTEGER | read to write | ONU discovery mode: 1 Auto periodic (onuDiscoveryInterval is the period),2 Manual enabled once then disabled, 3 Disabled, | auto(1), manual(2), disable(3)
4 | gponOltPonPortPortActiveOnuNum | Active ONU number | 1.3.6.1.4.1.3320.10.2.1.1.4 | INTEGER | read to only | ONU count of this pon port which is in active status
5 | gponOltPonPortPortInactiveOnuNum | Inactive ONU number | 1.3.6.1.4.1.3320.10.2.1.1.5 | INTEGER | read to only | ONU count of this pon port which is in inactive status
6 | gponOltPonPortPortLlidIfIndexString | All ONU LLID in PON port | 1.3.6.1.4.1.3320.10.2.1.1.6 | OCTET STRING | read to only | For diID of this PON port is 32, 33, 34 This string should be writed as '32,33,34' |  |  | Three diID of this PON port is 32, 33 and 34, so the display result is 31, 32 and 33
7 | gponOltPonPortPortFEC | Configure PON port forward error correction function | 1.3.6.1.4.1.3320.10.2.1.1.7 | INTEGER | read to write | For PON port FEC config | enable(1), disable(2)
8 | gponOltPonPortOnuAuthenticationMethod | ONU authentication method in PON port | 1.3.6.1.4.1.3320.10.2.1.1.8 | INTEGER | read to write | Authentication method: 0 Disabled, so all ONU/ONTs are allowed to be activated always, When this option is selected; 1 Serial number only; 2 password_only; 3 Serial number and password; 4 LOID 5 Hybrid, so ONU/ONTs are allowed to be activated, if SN to only or LOID Authentication have been passed Default value is 0 | disable(0), serial_number_only(1), password_only(2), serial_number_and_password(3), loid(4), hybrid(5)
22、gponOltPonPortOpticalParameterTable(OLT PON Port Optical Power)
1 | gponOltPonPortOpticalParameterPortIndex |  | 1.3.6.1.4.1.3320.10.2.2.1.1 | INTEGER | read to only | Index of the table, PON port INDEX |  |  | Index of PON port diID number
2 | gponOltPonPortOpticalParameterTemperature | Temperature | 1.3.6.1.4.1.3320.10.2.2.1.2 | INTEGER | read to only |  |  | 01degree
3 | gponOltPonPortOpticalParameterVoltage | Voltag | 1.3.6.1.4.1.3320.10.2.2.1.3 | INTEGER | read to only |  |  | 01V
4 | gponOltPonPortOpticalParameterCurrent | Current | 1.3.6.1.4.1.3320.10.2.2.1.4 | INTEGER | read to only |  |  | 01mA
5 | gponOltPonPortOpticalParameterTxPower | Output optical power | 1.3.6.1.4.1.3320.10.2.2.1.5 | INTEGER | read to only |  |  | 01dbm
23、gponOltPonPortOpticalRxPowerTable(OLT PON Port Receivingg Optical Power)
1 | gponOltPonPortOpticalRxPowerPortIndex | ONU DIID | 1.3.6.1.4.1.3320.10.2.3.1.1 | INTEGER | read to only | Index of the table, PON port INDEX |  |  | Index of PON port diID number
2 | gponOltPonPortOpticalRxPowerLinkStatus | ONU Status | 1.3.6.1.4.1.3320.10.2.3.1.2 | INTEGER | read to only | 1 Link to up； 2 link to down | link to up(1), link to down(2)
3 | gponOltPonPortOpticalRxPowerRxPower | Receiving optical power | 1.3.6.1.4.1.3320.10.2.3.1.3 | INTEGER | read to only | The rx power of optical module The unit is 01DBm |  | 01dBm
24、gponOltPonPortOpticalParameterAlarmTable(OLT PON Port Optical Power Alarm)
1 | gponOltPonPortPowerAlarmIndex |  | 1.3.6.1.4.1.3320.10.2.4.1.1 |  |  | Index of the table, PON port INDEX |  |  | OLT named as gponOltPonPortIndex, Index of PON port diID number
2 | gponOltPonPortTxPowerAlarmUpLimitEnable |  | 1.3.6.1.4.1.3320.10.2.4.1.2 | INTEGER | read to write | Index of the table, PON port INDEX | enable(1), disable(2)
3 | gponOltPonPortTxPowerAlarmUpLimitThreshold |  | 1.3.6.1.4.1.3320.10.2.4.1.3 | INTEGER | read to write
4 | gponOltPonPortTxPowerAlarmUpLimitClearThreshold |  | 1.3.6.1.4.1.3320.10.2.4.1.4 | INTEGER | read to write
5 | gponOltPonPortTxPowerAlarmLowLimitEnable |  | 1.3.6.1.4.1.3320.10.2.4.1.5 | INTEGER | read to write | Index of the table, PON port INDEX | enable(1), disable(2)
6 | gponOltPonPortTxPowerAlarmLowLimitThreshold |  | 1.3.6.1.4.1.3320.10.2.4.1.6 | INTEGER | read to write
7 | gponOltPonPortTxPowerAlarmLowLimitClearThreshold |  | 1.3.6.1.4.1.3320.10.2.4.1.7 | INTEGER | read to write
8 | gponOltPonPortTemperatureAlarmUpLimitEnable |  | 1.3.6.1.4.1.3320.10.2.4.1.8 | INTEGER | read to write |  | enable(1), disable(2)
9 | gponOltPonPortTemperatureAlarmUpLimitThreshold |  | 1.3.6.1.4.1.3320.10.2.4.1.9 | INTEGER | read to write
10 | gponOltPonPortTemperatureAlarmUpLimitClearThreshold |  | 1.3.6.1.4.1.3320.10.2.4.1.10 | INTEGER | read to write
11 | gponOltPonPortTemperatureAlarmLowLimitEnable |  | 1.3.6.1.4.1.3320.10.2.4.1.11 | INTEGER | read to write |  | enable(1), disable(2)
12 | gponOltPonPortTemperatureAlarmLowLimitThreshold |  | 1.3.6.1.4.1.3320.10.2.4.1.12 | INTEGER | read to write
13 | gponOltPonPortTemperatureAlarmLowLimitClearThreshold |  | 1.3.6.1.4.1.3320.10.2.4.1.13 | INTEGER | read to write
14 | gponOltPonPortVoltageAlarmUpLimitEnable |  | 1.3.6.1.4.1.3320.10.2.4.1.14 | INTEGER | read to write |  | enable(1), disable(2)
15 | gponOltPonPortVoltageAlarmUpLimitThreshold |  | 1.3.6.1.4.1.3320.10.2.4.1.15 | INTEGER | read to write
16 | gponOltPonPortVoltageAlarmUpLimitClearThreshold |  | 1.3.6.1.4.1.3320.10.2.4.1.16 | INTEGER | read to write
17 | gponOltPonPortVoltageAlarmLowLimitEnable |  | 1.3.6.1.4.1.3320.10.2.4.1.17 | INTEGER | read to write |  | enable(1), disable(2)
18 | gponOltPonPortVoltageAlarmLowLimitThreshold |  | 1.3.6.1.4.1.3320.10.2.4.1.18 | INTEGER | read to write
19 | gponOltPonPortVoltageAlarmLowLimitClearThreshold |  | 1.3.6.1.4.1.3320.10.2.4.1.19 | INTEGER | read to write
20 | gponOltPonPortCurrentAlarmUpLimitEnable |  | 1.3.6.1.4.1.3320.10.2.4.1.20 | INTEGER | read to write |  | enable(1), disable(2)
21 | gponOltPonPortCurrentAlarmUpLimitThreshold |  | 1.3.6.1.4.1.3320.10.2.4.1.21 | INTEGER | read to write
22 | gponOltPonPortCurrentAlarmUpLimitClearThreshold |  | 1.3.6.1.4.1.3320.10.2.4.1.22 | INTEGER | read to write
23 | gponOltPonPortCurrentAlarmLowLimitEnable |  | 1.3.6.1.4.1.3320.10.2.4.1.23 | INTEGER | read to write |  | enable(1), disable(2)
24 | gponOltPonPortCurrentAlarmLowLimitThreshold |  | 1.3.6.1.4.1.3320.10.2.4.1.24 | INTEGER | read to write
25 | gponOltPonPortCurrentAlarmLowLimitClearThreshold |  | 1.3.6.1.4.1.3320.10.2.4.1.25 | INTEGER | read to write
25、gponOltPonSfpParameterAlarmTrap(OLT PON Port Optical Power Alarm Trap)
1 | gponOltPonSfpParameterAlarmStatus |  | 1.3.6.1.4.1.3320.10.2.5.1 | INTEGER | read to write | 1 above；2 below； 3 normal | above(1), below(2), normal(3)
2 | gponOltPonSfpParameterAlarmNotification |  | 1.3.6.1.4.1.3320.10.2.5.2 |  |  | The agent generates this notification when alarm was triggered Object: 1Interface Index 2Interface Describe 3Alarm Status 4Temperature 5Voltage 6Current 7TxPower |  |  | Object: 1Interface Index(1361212211) 2Interface Describe(1361212212) 3Alarm Status(136141332010251) 4Temperature(1361413320102212) 5Voltage(1361413320102213) 6Current(1361413320102214) 7TxPower(1361413320102215) This alarm is not implemented in accordance with the standard;
26、gponOltONUBindTable(SN Binding Relationship Between PON Port and ONU)
1 | gponOltONUBindPortIndex |  | 1.3.6.1.4.1.3320.10.2.6.1.1 | INTEGER | read to only | Pon port diID |  |  | Index of PON port diID number
2 | gponOltONUBindONUId | ONU ID | 1.3.6.1.4.1.3320.10.2.6.1.2 | INTEGER | read to write | ONU ID (1 to 128) | 1 to 128 |  | Index of ONU sequnce number
3 | gponOltONUBindSN | Serial number of ONU | 1.3.6.1.4.1.3320.10.2.6.1.3 | OCTET STRING | read to write | Serial number of ONU
4 | gponOltONUBindPassword | Password | 1.3.6.1.4.1.3320.10.2.6.1.4 | OCTET STRING | read to write | Password
5 | gponOltONUBindRowStatus |  | 1.3.6.1.4.1.3320.10.2.6.1.5 | RowStatus(INTEGER) | read to create
27、gponOltONUBindLoidTable(PON Port and ONU LOID Binding Relationship)
1 | gponOltONUBindLoidPortIndex |  | 1.3.6.1.4.1.3320.10.2.7.1.1 | INTEGER | read to only | Pon port diID |  |  | Index of PON port diID number
2 | gponOltONUBindLoidONUId | ONU ID | 1.3.6.1.4.1.3320.10.2.7.1.2 | INTEGER | read to write | ONU ID (1 to 128) | 1 to 128 |  | Index of ONU sequnce number
3 | gponOltONUBindLOID | ONU logic to ID | 1.3.6.1.4.1.3320.10.2.7.1.3 | OCTET STRING | read to write | Logical ID of ONU
4 | gponOltONUBindLoidPassword | LOID password | 1.3.6.1.4.1.3320.10.2.7.1.4 | OCTET STRING | read to write | Password
5 | gponOltONUBindLoidRowStatus |  | 1.3.6.1.4.1.3320.10.2.7.1.5 | RowStatus(INTEGER) | read to create
28、gponOltOnuDisableTable(ONU Authentication Reject in PON port)
1 | gponOltOnuDisablePortIndex |  | 1.3.6.1.4.1.3320.10.2.8.1.1 | INTEGER | read to only |  |  |  | Index of PON port diID number
2 | gponOltOnuDisableEntryIndex |  | 1.3.6.1.4.1.3320.10.2.8.1.2 | INTEGER | read to only |  |  |  | Index of entry sequnce number
3 | gponOltOnuDisableInterface | PON port information | 1.3.6.1.4.1.3320.10.2.8.1.3 | OCTET STRING | read to only | Interface of disable ONU
4 | gponOltOnuDisableTime | Disable time | 1.3.6.1.4.1.3320.10.2.8.1.4 | DateAndTime(OCTET STRING) | read to only | Disable time
5 | gponOltOnuDisableReason | Disable reason | 1.3.6.1.4.1.3320.10.2.8.1.5 | INTEGER | read to only | Disable reason: 1: sn to unknown(1) 2: password to mismatch(2) 3: anti to rogue(3) 4: ranging to failed(4) 5: loid to auth to failed(5) 6: manual(6) | sn to unknown(1), password to mismatch(2), anti to rogue(3), ranging to failed(4), loid to auth to failed(5), manual(6)
6 | gponOltOnuDisableSn | SN of the disabled ONU | 1.3.6.1.4.1.3320.10.2.8.1.6 | OCTET STRING | read to only | Serial Number of the disabled ONU
7 | gponOltOnuDisableSnPassword | Password of the disabled ONU | 1.3.6.1.4.1.3320.10.2.8.1.7 | OCTET STRING | read to only | Password of the disabled ONU Only valid when authentication methos is SN+Password
8 | gponOltOnuDisableLoid | LOID of the disabled ONU | 1.3.6.1.4.1.3320.10.2.8.1.8 | OCTET STRING | read to only | Logical id of the disabled ONU Only valid when authentication methos is LOID
9 | gponOltOnuDisableLoidPassword | Password of the LOID of the disabled ONU | 1.3.6.1.4.1.3320.10.2.8.1.9 | OCTET STRING | read to only | Password of the Logical id of the disabled ONU Only valid when authentication methos is LOID
29、gponOltONUBindPasswdOnlyTable(PON Port and ONU PasswordOnly Binding Relationship)
1 | gponOltONUBindPasswdOnlyPortIndex |  | 1.3.6.1.4.1.3320.10.2.9.1.1 | INTEGER | read to only | Pon port diID |  |  | Index of PON port diID number
2 | gponOltONUBindPasswdOnlyONUId | ONU ID | 1.3.6.1.4.1.3320.10.2.9.1.2 | INTEGER | read to write | ONU ID (1 to 128) | 1 to 128 |  | Index of ONU sequnce number
3 | gponOltONUBindPasswdOnlyPassword | Password | 1.3.6.1.4.1.3320.10.2.9.1.3 | OCTET STRING | read to write | Password
4 | gponOltONUBindPasswdOnlyRowStatus |  | 1.3.6.1.4.1.3320.10.2.9.1.4 | RowStatus(INTEGER) | read to create
31、gponOnuInfoTable(ONU Basic Information)
1 | gponONUInfoDeviceIndex |  | 1.3.6.1.4.1.3320.10.3.1.1.1 | INTEGER | read to only | Pon port diID |  |  | Index of ONU port diID number
2 | onuVendorID | Vendor name | 1.3.6.1.4.1.3320.10.3.1.1.2 | OCTET STRING | read to only | This attribute identifies the vendor of the ONT It is the same as the four most significant bytes of the ONT serial number (4 bytes)
3 | onuVersion | ONU version | 1.3.6.1.4.1.3320.10.3.1.1.3 | OCTET STRING | read to only | This attribute identifies the version of the ONT as defined by the vendor Then character value鈥0鈥 indicates that version information is not available or applicable(14 bytes)
4 | onuSerialNum | Serial number | 1.3.6.1.4.1.3320.10.3.1.1.4 | OCTET STRING | read to only | The serial number is unique for each ONT It contains the vendor id and version number in hexadecimal format
5 | onuTrafficManagementOption | 通信管理项 | 1.3.6.1.4.1.3320.10.3.1.1.5 | INTEGER | read to only | This attribute identifies the upstream traffic management function implemented in the ONT There are two options: 0 Priority controlled and flexibly scheduled upstream traffic The traffic scheduler and priority queue mechanism are used for upstream traffic 1 Rate controlled upstream traffic The maximum upstream traffic of each individual connection is guaranteed 2 Priority and rate controlled The traffic scheduler and priority queue mechanism are used for upstream traffic The maximum upstream traffic of each individual connection is guaranteed by shaping | priority to controlled(0), rate to controlled(1), priority to and to rate to controlled(2)
6 | onuBatteryBackup | Standby battery monitoring | 1.3.6.1.4.1.3320.10.3.1.1.6 | INTEGER | read to write | his Boolean attribute specifies whether the ONT/NT supports backup battery monitoring False disables battery alarm monitoring; True enables battery alarm monitoring (1 byte) Default value is false | true(1), false(2) |  | Read to only
7 | onuAdminState | Admin state | 1.3.6.1.4.1.3320.10.3.1.1.7 | INTEGER | read to write | 1 No shutdown/unlocks, 2 Shutdown/locks | noshutdown to unlocks(1), shutdown to locks(2) |  | Write function is implemented in Config table
8 | onuOperationalState | Operational State | 1.3.6.1.4.1.3320.10.3.1.1.8 | INTEGER | read to only | 1 Enabled 2 Disable | enable(1), disable(2)
9 | onuEquipmentID | Equipment ID | 1.3.6.1.4.1.3320.10.3.1.1.9 | OCTET STRING | read to only | This attribute may be used to identify the specific type of ONT
10 | onuOMCCVersion | OMCC version | 1.3.6.1.4.1.3320.10.3.1.1.10 | INTEGER | read to only
11 | onuHardwareType | Hardware type | 1.3.6.1.4.1.3320.10.3.1.1.11 | INTEGER | read to only
12 | onuHardwareRevision | Hardware revision | 1.3.6.1.4.1.3320.10.3.1.1.12 | INTEGER | read to only
13 | onuSecurityCapability | Security capability | 1.3.6.1.4.1.3320.10.3.1.1.13 | INTEGER | read to only
14 | onuSecurityMode | Security mode | 1.3.6.1.4.1.3320.10.3.1.1.14 | INTEGER | read to write | This attribute specifies the current security mode of the ONT All secure GEM ports in an ONT must use the same security mode at any given time The following codepoints are defined: 1 Reserved 2 AES algorithm 3255 Reserved | 1 to 255 |  | Read to only
15 | onuTotalPriorityQueueNumber | Total Priority Queue Number | 1.3.6.1.4.1.3320.10.3.1.1.15 | INTEGER | read to only
16 | onuTotalTrafficSchedulerNumber | Total Traffic Scheduler Number | 1.3.6.1.4.1.3320.10.3.1.1.16 | INTEGER | read to only
17 | onuTotalGEMPortNumber | Total GEMPort number | 1.3.6.1.4.1.3320.10.3.1.1.17 | INTEGER | read to only
18 | onuTotalPOTSUNInumber | Total POTSUNI number | 1.3.6.1.4.1.3320.10.3.1.1.18 | INTEGER | read to only
19 | onuSysUpTime | System startup time | 1.3.6.1.4.1.3320.10.3.1.1.19 | INTEGER | read to only |  |  | 001秒001s
20 | onuImageInstance0Version |  | 1.3.6.1.4.1.3320.10.3.1.1.20 | OCTET STRING | read to only
21 | onuImageInstance0Valid |  | 1.3.6.1.4.1.3320.10.3.1.1.21 | INTEGER | read to only | 1 TRUE； 0 FALSE | true(1), false(2)
22 | onuImageInstance0Activate |  | 1.3.6.1.4.1.3320.10.3.1.1.22 | INTEGER | read to only |  | true(1), false(2)
23 | onuImageInstance0Commit |  | 1.3.6.1.4.1.3320.10.3.1.1.23 | INTEGER | read to only |  | true(1), false(2)
24 | onuImageInstance1Version |  | 1.3.6.1.4.1.3320.10.3.1.1.24 | OCTET STRING | read to only
25 | onuImageInstance1Valid |  | 1.3.6.1.4.1.3320.10.3.1.1.25 | INTEGER | read to only |  | true(1), false(2)
26 | onuImageInstance1Activate |  | 1.3.6.1.4.1.3320.10.3.1.1.26 | INTEGER | read to only |  | true(1), false(2)
27 | onuImageInstance1Commit |  | 1.3.6.1.4.1.3320.10.3.1.1.27 | INTEGER | read to only |  | true(1), false(2)
28 | onuInfoOnuMacAddress | MAC address | 1.3.6.1.4.1.3320.10.3.1.1.28 | PhysAddress | read to only |  |  |  | Node definition error, GPON does not support obtaining ONU MAC addresses
29 | onuFastLeaveCapability |  | 1.3.6.1.4.1.3320.10.3.1.1.29 | INTEGER | read to only |  |  |  | Not support
30 | onuPiggybackDbaRep |  | 1.3.6.1.4.1.3320.10.3.1.1.30 | INTEGER | read to only
31 | onuWholeOnuDbaRep |  | 1.3.6.1.4.1.3320.10.3.1.1.31 | INTEGER | read to only
32 | onuProtectionMode | Protection mode | 1.3.6.1.4.1.3320.10.3.1.1.32 | INTEGER | read to write | Indicates Protection scheme, (1) for Type to B scheme and (2) for Type to C scheme | type to b to scheme(1), type to c to scheme(2) |  | Read to only
33 | onuDistance | ONU distance | 1.3.6.1.4.1.3320.10.3.1.1.33 | INTEGER | read to only |  |  | 01m
34 | onuSwdlState |  | 1.3.6.1.4.1.3320.10.3.1.1.34 | INTEGER | read to only
35 | onuDeActiveReason |  | 1.3.6.1.4.1.3320.10.3.1.1.35 | INTEGER | read to only |  | none(0), dying to gasp(1), laser to always to on(2), admin to control(3), temp to omcc to problem(4), unknown(5), pon to los(6), lcdg(7), wire to down(8), omci to mismatch(9), omci to linkdown(10), password to mismatch(11), reboot(12), ranging to failed(13), disable to onu(14), ack to timeout(15), sfi(16), tiwi(17), onu to alarm(18), loki(19)
36 | onuPoeSupplyVoltage | PSE Supply Voltage | 1.3.6.1.4.1.3320.10.3.1.1.36 | INTEGER | read to only
37 | onuPoeTemperLimit | PSE Temper Limit | 1.3.6.1.4.1.3320.10.3.1.1.37 | INTEGER | read to only
38 | onuTotalCATVUNINumber | Total number of ONU CATV port | 1.3.6.1.4.1.3320.10.3.1.1.38 | INTEGER | read to only
39 | onuTotalCATVPriUNINumber | Total number of ONU Private CATV port | 1.3.6.1.4.1.3320.10.3.1.1.39 | INTEGER | read to only
40 | onuTotalEthernetUNInumber | Total number of ONU Ethernet UNI port | 1.3.6.1.4.1.3320.10.3.1.1.40 | INTEGER | read to only
41 | onuTotalVEIPnumber | Total number of ONU VEIP port | 1.3.6.1.4.1.3320.10.3.1.1.41 | INTEGER | read to only
42 | onuTotalIpHostnumber | Total number of ONU IpHostport | 1.3.6.1.4.1.3320.10.3.1.1.42 | INTEGER | read to only
32、gponOnuConfigTable(ONU Configuration Management Table)
1 | gponOnuConfigDeviceIndex |  | 1.3.6.1.4.1.3320.10.3.2.1.1 | INTEGER | read to only | GPON ONU device configuration index |  |  | Index of ONU port diID number
2 | gponOnuConfigActicate | ONU Acticate | 1.3.6.1.4.1.3320.10.3.2.1.2 | INTEGER | read to write | 1 to Acticate;2 to Deacticate | acticate(1), deacticate(2)
3 | gponOnuConfigEnable | ONU Enable | 1.3.6.1.4.1.3320.10.3.2.1.3 | INTEGER | read to write | 1 to Enable;2 to Disable | enable(1), disable(2)
4 | gponOnuConfigReboot | ONU Reboot | 1.3.6.1.4.1.3320.10.3.2.1.4 | INTEGER | read to write | reboot(1) | reboot(1)
5 | gponOnuConfigEnablePM | ONU protocol configuration switch | 1.3.6.1.4.1.3320.10.3.2.1.5 | INTEGER | read to write | 1 to Enable；2 to Disable | enable(1), disable(2)
6 | gponOnuConfigFlowProfileID | Flow map management table index | 1.3.6.1.4.1.3320.10.3.2.1.6 | INTEGER | read to write | The profileIndex corresponding to ONU Flow Profile Table 0 means invalid Default value is 1
7 | gponOnuConfigTcontVirPortBindingProfileID | Binding management table index of TCONT and vietual port | 1.3.6.1.4.1.3320.10.3.2.1.7 | INTEGER | read to write | It points to the associated T to CONT and virtual port binding profile index 0 means invalid
8 | gponOnuConfigOnuProfileID | The Profile creation part is not implemented | 1.3.6.1.4.1.3320.10.3.2.1.8 | INTEGER | read to write
9 | gponOnuConfigUsMapProfileID | The Profile creation part is not implemented | 1.3.6.1.4.1.3320.10.3.2.1.9 | INTEGER | read to write
10 | gponOnuConfigOpticalAlarmEnable | Enable ONU optical power alarm | 1.3.6.1.4.1.3320.10.3.2.1.10 | INTEGER | read to write | 1 to Enablen；2 to Disable
11 | gponOnuConfigOpticalAlarmRxLow | Lower threshold of ONU receiving optical power alarm | 1.3.6.1.4.1.3320.10.3.2.1.11 | INTEGER | read to write | Optical alarm threshold( to 80 to 0),unit 05dB |  | 05dbm
12 | gponOnuConfigOpticalAlarmRxHigh | Upper threshold of ONU receiving optical power alarm | 1.3.6.1.4.1.3320.10.3.2.1.12 | INTEGER | read to write | Optical alarm threshold( to 80 to 0),unit 05dB |  | 05dbm
13 | gponOnuConfigOpticalAlarmTxLow | Lower threshold of ONU send optical power alarm | 1.3.6.1.4.1.3320.10.3.2.1.13 | INTEGER | read to write | Optical alarm threshold( to 80 to 20),unit 05dB |  | 05dbm
14 | gponOnuConfigOpticalAlarmTxHigh | Upper threshold of ONU send optical power alarm | 1.3.6.1.4.1.3320.10.3.2.1.14 | INTEGER | read to write | Optical alarm threshold( to 80 to 20),unit 05dB |  | 05dbm
15 | gponOnuConfigFEC | ONU FEC function configuration | 1.3.6.1.4.1.3320.10.3.2.1.15 | INTEGER | read to write | For ONU FEC config | enable(1), disable(2)
16 | gponOnuConfigLoopbackDetectProtocol | ONU loop detection protocol configuration | 1.3.6.1.4.1.3320.10.3.2.1.16 | INTEGER | read to write | 0 to CTC;1 to Private | ctc(0), private(1)
17 | gponOnuConfigLoopbackDetectAdminState | ONU loop detects CTC ME enablement configuration | 1.3.6.1.4.1.3320.10.3.2.1.17 | INTEGER | read to write | 0 to Enable;1 to Disable | enable(0), disable(1)
18 | gponOnuConfigLoopbackDetectAutoShutoff | ONU loop detects CTC ME automatically closes port configuration | 1.3.6.1.4.1.3320.10.3.2.1.18 | INTEGER | read to write | 0 to Enable;1 to Disable | enable(0), disable(1)
19 | gponOnuConfigCatvProtocol | ONU CATV Protocol configuration | 1.3.6.1.4.1.3320.10.3.2.1.19 | INTEGER | read to write | 0 to ITU;1 to Private | itu(0), private(1)
20 | gponOnuPoePowerLimit | PSE Power Limit | 1.3.6.1.4.1.3320.10.3.2.1.20 | INTEGER | read to write | 0 to 300W At present, the maximum power of PD equipment is 30W, and 120W of the total power limit of 4 to port ONU actually means no power limit
21 | gponOnuConfigDescription | ONU Description | 1.3.6.1.4.1.3320.10.3.2.1.21 | OCTET STRING | read to write | The ONU description information
22 | gponOnuConfigAlwaysChkOnutypeTemp | Always check that the ONU type template is consistent and update the ONU configuration | 1.3.6.1.4.1.3320.10.3.2.1.22 | INTEGER | read to write | Always check onutype template config | enable(1), disable(2)
33、gponOnuStatusTable(ONU Status)
1 | gponOnuStatusDeviceIndex |  | 1.3.6.1.4.1.3320.10.3.3.1.1 | INTEGER | read to only |  |  |  | Index of ONU port diID number
2 | gponOnuStatusOnuSn |  | 1.3.6.1.4.1.3320.10.3.3.1.2 | OCTET STRING | read to only
3 | gponOnuStatusPonPortID |  | 1.3.6.1.4.1.3320.10.3.3.1.3 | INTEGER | read to only
4 | gponOnuStatusOnuStatus |  | 1.3.6.1.4.1.3320.10.3.3.1.4 | INTEGER | read to only | ONU Status 0 off to line, 1 inactive, 2 disable, 3 active | off to line(0), inactive(1), disable(2), active(3)
34、gponOnuOpticalPowerTable(ONU PON Port Optical Power)
1 | gponOnuOpticalPowerDeviceIndex |  | 1.3.6.1.4.1.3320.10.3.4.1.1 | INTEGER | read to only |  |  |  | Index of ONU port diID number
2 | gponOnuOpticalPowerRxPower | Receiving optical power | 1.3.6.1.4.1.3320.10.3.4.1.2 | INTEGER | read to only | unit:0002dBm
3 | gponOnuOpticalPowerTxPower | Output optical power | 1.3.6.1.4.1.3320.10.3.4.1.3 | INTEGER | read to only | unit:0002dBm
35、gponOnuOpticalParameterAlarmTable(ONU PON Port Optical Power Alarm) | [8 empty] | This node function is transfered to profile for implementation, and mib is not implemented currently
1 | gponOnuOpticalParameterAlarmDeviceIndex |  | 1.3.6.1.4.1.3320.10.3.5.1.1 | INTEGER | read to only |  |  |  | Index of ONU port diID number The feature is obsolete, please refer to remarks of gponOnuOpticalParameterAlarmDeviceIndex
2 | gponOnuOpticalTxPowerAlarmUpLimitEnable |  | 1.3.6.1.4.1.3320.10.3.5.1.2 | INTEGER | read to write | 1 to Enable 2 to Disable | enable(1), disable(2) |  | The feature is obsolete, please refer to remarks of gponOnuOpticalParameterAlarmDeviceIndex
3 | gponOnuOpticalTxPowerAlarmUpLimitThreshold |  | 1.3.6.1.4.1.3320.10.3.5.1.3 | INTEGER | read to write |  |  |  | The feature is obsolete, please refer to remarks of gponOnuOpticalParameterAlarmDeviceIndex
4 | gponOnuOpticalTxPowerAlarmUpLimitClearThreshold |  | 1.3.6.1.4.1.3320.10.3.5.1.4 | INTEGER | read to write |  |  |  | The feature is obsolete, please refer to remarks of gponOnuOpticalParameterAlarmDeviceIndex
5 | gponOnuOpticalTxPowerAlarmUpLimitRowStatus |  | 1.3.6.1.4.1.3320.10.3.5.1.5 | RowStatus(INTEGER) | read to write | Rowstatus |  |  | The feature is obsolete, please refer to remarks of gponOnuOpticalParameterAlarmDeviceIndex
6 | gponOnuOpticalTxPowerAlarmLowLimitEnable |  | 1.3.6.1.4.1.3320.10.3.5.1.6 | INTEGER | read to write |  | enable(1), disable(2) |  | The feature is obsolete, please refer to remarks of gponOnuOpticalParameterAlarmDeviceIndex
7 | gponOnuOpticalTxPowerAlarmLowLimitThreshold |  | 1.3.6.1.4.1.3320.10.3.5.1.7 | INTEGER | read to write |  |  |  | The feature is obsolete, please refer to remarks of gponOnuOpticalParameterAlarmDeviceIndex
8 | gponOnuOpticalTxPowerAlarmLowLimitClearThreshold |  | 1.3.6.1.4.1.3320.10.3.5.1.8 | INTEGER | read to write |  |  |  | The feature is obsolete, please refer to remarks of gponOnuOpticalParameterAlarmDeviceIndex
9 | gponOnuOpticalTxPowerAlarmLowLimitRowStatus |  | 1.3.6.1.4.1.3320.10.3.5.1.9 | RowStatus(INTEGER) | read to write |  |  |  | The feature is obsolete, please refer to remarks of gponOnuOpticalParameterAlarmDeviceIndex
10 | gponOnuOpticalRxPowerAlarmUpLimitEnable |  | 1.3.6.1.4.1.3320.10.3.5.1.10 | INTEGER | read to write |  | enable(1), disable(2) |  | The feature is obsolete, please refer to remarks of gponOnuOpticalParameterAlarmDeviceIndex
11 | gponOnuOpticalRxPowerAlarmUpLimitThreshold |  | 1.3.6.1.4.1.3320.10.3.5.1.11 | INTEGER | read to write |  |  |  | The feature is obsolete, please refer to remarks of gponOnuOpticalParameterAlarmDeviceIndex
12 | gponOnuOpticalRxPowerAlarmUpLimitClearThreshold |  | 1.3.6.1.4.1.3320.10.3.5.1.12 | INTEGER | read to write |  |  |  | The feature is obsolete, please refer to remarks of gponOnuOpticalParameterAlarmDeviceIndex
13 | gponOnuOpticalRxPowerAlarmUpLimitRowStatus |  | 1.3.6.1.4.1.3320.10.3.5.1.13 | RowStatus(INTEGER) | read to write |  |  |  | The feature is obsolete, please refer to remarks of gponOnuOpticalParameterAlarmDeviceIndex
14 | gponOnuOpticalRxPowerAlarmLowLimitEnable |  | 1.3.6.1.4.1.3320.10.3.5.1.14 | INTEGER | read to write |  | enable(1), disable(2) |  | The feature is obsolete, please refer to remarks of gponOnuOpticalParameterAlarmDeviceIndex
15 | gponOnuOpticalRxPowerAlarmLowLimitThreshold |  | 1.3.6.1.4.1.3320.10.3.5.1.15 | INTEGER | read to write |  |  |  | The feature is obsolete, please refer to remarks of gponOnuOpticalParameterAlarmDeviceIndex
16 | gponOnuOpticalRxPowerAlarmLowLimitClearThreshold |  | 1.3.6.1.4.1.3320.10.3.5.1.16 | INTEGER | read to write |  |  |  | The feature is obsolete, please refer to remarks of gponOnuOpticalParameterAlarmDeviceIndex
17 | gponOnuOpticalRxPowerAlarmLowLimitRowStatus |  | 1.3.6.1.4.1.3320.10.3.5.1.17 | RowStatus(INTEGER) | read to write |  |  |  | The feature is obsolete, please refer to remarks of gponOnuOpticalParameterAlarmDeviceIndex
36、gponOnuSfpParameterAlarmTrap(ONU PON Port Optical Power Trap)
1 | gponOnuSfpParameterAlarmStatus |  | 1.3.6.1.4.1.3320.10.3.6.1 | INTEGER | read to only | 1 above；2 below； 3 normal | above(1), below(2), normal(3)
2 | gponOnuSfpParameterAlarmNotification |  | 1.3.6.1.4.1.3320.10.3.6.2 |  |  | The agent generates this notification when ONU SFP parameter alarms Object:(未考虑双PON口的ONU) 1Interface Index 2Interface Describe 3Serial Number 4Alarm Status 5TxPower 6RxPower |  |  | Object: 1Interface Index(1361212211) 2Interface Describe(1361212212) 3Serial Number(1361413320103312) 4Alarm Status(136141332010361) 5TxPower(1361413320103413) 6RxPower(1361413320103412)
37、gponOnuStatusAlarmTrap(ONU Status Alarm Trap)
1 | gponOnuStatusChange |  | 1.3.6.1.4.1.3320.10.3.7.1 | INTEGER | read to only | 1 Discovered 2 Activated 3 Deacticated 4 Disable to complete 5 Enable to complete 7 Mib to ready 8 Mib to not to ready 9 ONU to los 11 Removed 12 Rejected | discovered(1), activated(2), deactivated(3), disable to complete(4), enable to complete(5), mib to reset(6), mib to ready(7), mib to not to ready(8), onu to los(9), removed(11), rejected(12)
2 | gponOnuStatusChangeNotification |  | 1.3.6.1.4.1.3320.10.3.7.2 |  |  | The agent generates this notification when ONU status change alarms Object: 1Interface Index 2Interface Describe 3Serial Number 4Status Change |  |  | Object: 1Interface Index(1361212211) 2Interface Describe(1361212212) 3Serial Number(1361413320103312) 4Status Change(136141332010371)
38、gponOnuDyingGaspAlarmTrap(ONU Dying Gasp Trap)
1 | gponOnuDyingGaspStatus |  | 1.3.6.1.4.1.3320.10.3.8.1 | INTEGER | read to only | 1 TRUE 2 FALSE | true(1), false(2)
2 | gponOnuDyingGaspNotification |  | 1.3.6.1.4.1.3320.10.3.8.2 |  |  | The agent generates this notification when ONU status change alarms Object: 1Interface Index 2Interface Describe 3Serial Number 4Status Change |  |  | Object: 1Interface Index(1361212211) 2Interface Describe(1361212212) 3Serial Number(1361413320103312) 4Status Change(136141332010381)
39、gponOnuBatchUpdateTable(ONU Batch Update)
1 | gponOnuBatchUpdateLLIDs |  | 1.3.6.1.4.1.3320.10.3.9.1.1 | OCTET STRING | write to only | ONU LLID list, which defines the ONU to be updated such as (1,3,5,7) Or (1,3 to 5,7) Or (1 to 7) |  |  | Index of ONU sequnce number list
2 | gponOnuBatchUpdateFileName |  | 1.3.6.1.4.1.3320.10.3.9.1.2 | OCTET STRING | write to only | The file name in OLT flash, which is ONU bin file and must be existed
3 | gponOnuBatchUpdateAction |  | 1.3.6.1.4.1.3320.10.3.9.1.3 | INTEGER | write to only | The update operation indication 0 to no action for update 1 to action for update 2 to action for activate 3 to action for commit | no to action(0), action(1), action to for to actvie(2)
4 | gponOnuBatchUpdateResult |  | 1.3.6.1.4.1.3320.10.3.9.1.4 | OCTET STRING | read to only | The result for update String format: diID=resultCode,diID2=resultCode Result Code: 0 success 1 start downloading 2 start download failed 3 download finished 4 download failed 5 startup with new image failed or commit new image failed
310、gponOnuOpticalAlarmTrap(ONU Optical Alarm Trap)
1 | gponOnuOpRxLowStatus |  | 1.3.6.1.4.1.3320.10.3.10.1 | INTEGER | read to only | 1 Alarm 2 Clear | alarm(1), clear(2)
2 | gponOnuOpRxLowNotification |  | 1.3.6.1.4.1.3320.10.3.10.2 |  |  | The agent generates this notification when ONU status change alarms Object: 1Interface Index 2Interface Describe 3Serial Number 4Status Change 5Rx Power (01dBm) 6Low threshold (01dbm) |  |  | Object: 1Interface Index(1361212211) 2Interface Describe(1361212212) 3Serial Number(1361413320103312) 4Status Change(1361413320103101) 5Rx Power (01dBm)(1361413320103412) 6Low threshold (01dbm)(13614133201032111)
311、gponONUIPParamConfigTable(ONU IpHost Address Parameter Configuration(Old)) | [8 empty] | This node is obsolete
1 | gponOnuIPParamConfigDeviceIndex | ONU diID | 1.3.6.1.4.1.3320.10.3.11.1.1 | INTEGER | read to only |  |  |  | Index of ONU port diID number
2 | gponOnuIPParamConfigDHCP | Enable/ disable of DHCP function | 1.3.6.1.4.1.3320.10.3.11.1.2 | INTEGER | read to write | 1 to Enable,2 to Disable | enable(1), disable(2)
3 | gponOnuIPParamConfigIPAddr | IpHost configured IP address | 1.3.6.1.4.1.3320.10.3.11.1.3 | IpAddress(OCTET STRING) | read to write | IP Address: AAAA
4 | gponOnuIPParamConfigNetmask | IpHost configured IP address mask | 1.3.6.1.4.1.3320.10.3.11.1.4 | IpAddress(OCTET STRING) | read to write | Netmask: AAAA
5 | gponOnuIPParamConfigGateway | IpHost configured IP address gateway | 1.3.6.1.4.1.3320.10.3.11.1.5 | IpAddress(OCTET STRING) | read to write | Gateway: AAAA
6 | gponOnuIPParamConfigPriDns | IpHost configured main DNS address | 1.3.6.1.4.1.3320.10.3.11.1.6 | IpAddress(OCTET STRING) | read to write | Priority DNS: AAAA
7 | gponOnuIPParamConfigSecDns | IpHost configured backup DNS address | 1.3.6.1.4.1.3320.10.3.11.1.7 | IpAddress(OCTET STRING) | read to write | Second DNS: AAAA
8 | gponOnuIPParamConfigRowStatus | Row status | 1.3.6.1.4.1.3320.10.3.11.1.8 | RowStatus(INTEGER) | read to create
41、onuUniPortConfigTable(UNI Port Configuration)
1 | onuUniPortConfigDeviceIndex |  | 1.3.6.1.4.1.3320.10.4.1.1.1 | INTEGER | read to only |  |  |  | Index of ONU port diID number
2 | onuUniPortConfigPortIndex |  | 1.3.6.1.4.1.3320.10.4.1.1.2 | INTEGER | read to only |  |  |  | Index of UNI port sequnce number list
3 | onuUniPortConfigAdminState | Admin State | 1.3.6.1.4.1.3320.10.4.1.1.3 | INTEGER | read to write | 1 to No shutdown 2 to Shutdown | no to shutdown(1), shutdown(2)
4 | onuUniPortConfigOperationalState | Operational state | 1.3.6.1.4.1.3320.10.4.1.1.4 | INTEGER | read to only | 1 to enable 2 to disable | enable(1), disable(2)
5 | onuUniPortConfigEthernetProfileID | EthUNIProfileID | 1.3.6.1.4.1.3320.10.4.1.1.5 | INTEGER | read to write | It points to the associated Ethernet UNI profile 0 means cancel profile config Default value is 0
6 | onuUniPortConfigOnuVLANTranslationProfileID | VlanTranProfileID | 1.3.6.1.4.1.3320.10.4.1.1.6 | INTEGER | read to write | It stores the profileIndex of the associated ONU VLAN translation profile0 means cancel profile config Default value is 0
7 | onuUniPortConfigRowStatus |  | 1.3.6.1.4.1.3320.10.4.1.1.7 | RowStatus(INTEGER) | read to create
8 | onuUniPortConfigLoopbackDetect |  | 1.3.6.1.4.1.3320.10.4.1.1.8 | INTEGER | read to write | 1 to enable 2 to disable | enable(1), disable(2)
9 | onuUniPortConfigMcstOperProfileID | Multicast configuration templates applied to the UNI port | 1.3.6.1.4.1.3320.10.4.1.1.9 | INTEGER | read to write | It points to the associated onu multicast operation configuration profile 0 means cancel profile config
10 | onuUniPortConfigMcstStaticProfileID | Static multicast group configuration templates applied to the UNI port | 1.3.6.1.4.1.3320.10.4.1.1.10 | INTEGER | read to write | It points to the associated onu multicast static group configuration profile 0 means cancel profile config
11 | onuUniPortConfigMcstDynamicProfileID | Dynamic multicast group configuration templates applied to the UNI port | 1.3.6.1.4.1.3320.10.4.1.1.11 | INTEGER | read to write | It points to the associated onu multicast dynamic group configuration profile 0 means cancel profile config
12 | onuUniPortConfigPoeAFATmode | poe standard | 1.3.6.1.4.1.3320.10.4.1.1.12 | INTEGER | read to write | 1 to AF 2 to AT | af(1), at(2)
13 | onuUniPortConfigPoeWorkMode | Work Mode | 1.3.6.1.4.1.3320.10.4.1.1.13 | INTEGER | read to write | 1 to disable 2 to normal 3 to force to on | disable(1), normal(2), force to on(3)
42、onuUniPortStatisticTable(UNI Port Packet Statistic)
1 | onuUniPortStatisticDeviceIndex |  | 1.3.6.1.4.1.3320.10.4.2.1.1 | INTEGER | read to only |  |  |  | Index of ONU port diID number
2 | onuUniPortStatisticUniPortIndex |  | 1.3.6.1.4.1.3320.10.4.2.1.2 | INTEGER | read to only |  |  |  | Index of UNI port sequnce number list
3 | onuUniPortStatisticRxTotalPackets |  | 1.3.6.1.4.1.3320.10.4.2.1.3 | Counter64 | read to only
4 | onuUniPortStatisticRxUnicastPackets |  | 1.3.6.1.4.1.3320.10.4.2.1.4 | Counter64 | read to only
5 | onuUniPortStatisticRxMulticastPackets |  | 1.3.6.1.4.1.3320.10.4.2.1.5 | Counter64 | read to only
6 | onuUniPortStatisticRxBroadcastPackets |  | 1.3.6.1.4.1.3320.10.4.2.1.6 | Counter64 | read to only
7 | onuUniPortStatisticRxDiscardedPackets |  | 1.3.6.1.4.1.3320.10.4.2.1.7 | Counter64 | read to only
8 | onuUniPortStatisticTxTotalPackets |  | 1.3.6.1.4.1.3320.10.4.2.1.8 | Counter64 | read to only
9 | onuUniPortStatisticTxUnicastPackets |  | 1.3.6.1.4.1.3320.10.4.2.1.9 | Counter64 | read to only
10 | onuUniPortStatisticTxMulticastPackets |  | 1.3.6.1.4.1.3320.10.4.2.1.10 | Counter64 | read to only
11 | onuUniPortStatisticTxBroadcastPackets |  | 1.3.6.1.4.1.3320.10.4.2.1.11 | Counter64 | read to only
12 | onuUniPortStatisticTxDiscardedPackets |  | 1.3.6.1.4.1.3320.10.4.2.1.12 | Counter64 | read to only
13 | onuUniPortStatisticRxUndersizePackets |  | 1.3.6.1.4.1.3320.10.4.2.1.13 | Counter64 | read to only
14 | onuUniPortStatisticRxFragments |  | 1.3.6.1.4.1.3320.10.4.2.1.14 | Counter64 | read to only
15 | onuUniPortStatisticRxJabbers |  | 1.3.6.1.4.1.3320.10.4.2.1.15 | Counter64 | read to only
16 | onuUniPortStatisticRxPackets64Octets |  | 1.3.6.1.4.1.3320.10.4.2.1.16 | Counter64 | read to only
17 | onuUniPortStatisticRxPackets65to127Octets |  | 1.3.6.1.4.1.3320.10.4.2.1.17 | Counter64 | read to only
18 | onuUniPortStatisticRxPackets128to255Octets |  | 1.3.6.1.4.1.3320.10.4.2.1.18 | Counter64 | read to only
19 | onuUniPortStatisticRxPackets256to511Octets |  | 1.3.6.1.4.1.3320.10.4.2.1.19 | Counter64 | read to only
20 | onuUniPortStatisticRxPackets512to1023Octets |  | 1.3.6.1.4.1.3320.10.4.2.1.20 | Counter64 | read to only
21 | onuUniPortStatisticRxPackets1024to1518Octets |  | 1.3.6.1.4.1.3320.10.4.2.1.21 | Counter64 | read to only
22 | onuUniPortStatisticRxFcsErrors |  | 1.3.6.1.4.1.3320.10.4.2.1.22 | Counter64 | read to only
23 | onuUniPortStatisticTxFcsErrors |  | 1.3.6.1.4.1.3320.10.4.2.1.23 | Counter64 | read to only
24 | onuUniPortStatisticTxExcessiveCollisions |  | 1.3.6.1.4.1.3320.10.4.2.1.24 | Counter64 | read to only
25 | onuUniPortStatisticTxLateCollisions |  | 1.3.6.1.4.1.3320.10.4.2.1.25 | Counter64 | read to only
26 | onuUniPortStatisticRxPacketsTooLong |  | 1.3.6.1.4.1.3320.10.4.2.1.26 | Counter64 | read to only
27 | onuUniPortStatisticRxBufferOverflows |  | 1.3.6.1.4.1.3320.10.4.2.1.27 | Counter64 | read to only
28 | onuUniPortStatisticTxBufferOverflows |  | 1.3.6.1.4.1.3320.10.4.2.1.28 | Counter64 | read to only
29 | onuUniPortStatisticTxSingleCollisionPackets |  | 1.3.6.1.4.1.3320.10.4.2.1.29 | Counter64 | read to only
30 | onuUniPortStatisticTxMultipleCollisionsPackets |  | 1.3.6.1.4.1.3320.10.4.2.1.30 | Counter64 | read to only
31 | onuUniPortStatisticSQEs |  | 1.3.6.1.4.1.3320.10.4.2.1.31 | Counter64 | read to only
32 | onuUniPortStatisticTxDeferredTransmissio |  | 1.3.6.1.4.1.3320.10.4.2.1.32 | Counter64 | read to only
33 | onuUniPortStatisticTxInternalMACTransmitError |  | 1.3.6.1.4.1.3320.10.4.2.1.33 | Counter64 | read to only
34 | onuUniPortStatisticCarrierSenseError |  | 1.3.6.1.4.1.3320.10.4.2.1.34 | Counter64 | read to only
35 | onuUniPortStatisticRxAlignmentError |  | 1.3.6.1.4.1.3320.10.4.2.1.35 | Counter64 | read to only
36 | onuUniPortStatisticRxInternalMACReceiveError |  | 1.3.6.1.4.1.3320.10.4.2.1.36 | Counter64 | read to only
37 | onuUniPortStatisticRxOctets |  | 1.3.6.1.4.1.3320.10.4.2.1.37 | Counter64 | read to only
38 | onuUniPortStatisticTxOctets |  | 1.3.6.1.4.1.3320.10.4.2.1.38 | Counter64 | read to only
43、onuUniPort15MinStatisticTable(UNI Port 15min Packet Statistic)
1 | onuUniPort15MinStatisticDeviceIndex |  | 1.3.6.1.4.1.3320.10.4.3.1.1 | INTEGER | read to only |  |  |  | Index of ONU port diID number
2 | onuUniPort15MinStatisticUniPortIndex |  | 1.3.6.1.4.1.3320.10.4.3.1.2 | INTEGER | read to only |  |  |  | Index of UNI port sequnce number list
3 | onuUniPort15MinStatisticIntervalID |  | 1.3.6.1.4.1.3320.10.4.3.1.3 | INTEGER | read to only
4 | onuUniPort15MinStatisticRxTotalPackets |  | 1.3.6.1.4.1.3320.10.4.3.1.4 | Counter64 | read to only
5 | onuUniPort15MinStatisticRxUnicastPackets |  | 1.3.6.1.4.1.3320.10.4.3.1.5 | Counter64 | read to only
6 | onuUniPort15MinStatisticRxMulticastPackets |  | 1.3.6.1.4.1.3320.10.4.3.1.6 | Counter64 | read to only
7 | onuUniPort15MinStatisticRxBroadcastPackets |  | 1.3.6.1.4.1.3320.10.4.3.1.7 | Counter64 | read to only
8 | onuUniPort15MinStatisticRxDiscardedPackets |  | 1.3.6.1.4.1.3320.10.4.3.1.8 | Counter64 | read to only
9 | onuUniPort15MinStatisticTxTotalPackets |  | 1.3.6.1.4.1.3320.10.4.3.1.9 | Counter64 | read to only
10 | onuUniPort15MinStatisticTxUnicastPackets |  | 1.3.6.1.4.1.3320.10.4.3.1.10 | Counter64 | read to only
11 | onuUniPort15MinStatisticTxMulticastPackets |  | 1.3.6.1.4.1.3320.10.4.3.1.11 | Counter64 | read to only
12 | onuUniPort15MinStatisticTxBroadcastPackets |  | 1.3.6.1.4.1.3320.10.4.3.1.12 | Counter64 | read to only
13 | onuUniPort15MinStatisticTxDiscardedPackets |  | 1.3.6.1.4.1.3320.10.4.3.1.13 | Counter64 | read to only
14 | onuUniPort15MinStatisticRxUndersizePackets |  | 1.3.6.1.4.1.3320.10.4.3.1.14 | Counter64 | read to only
15 | onuUniPort15MinStatisticRxFragments |  | 1.3.6.1.4.1.3320.10.4.3.1.15 | Counter64 | read to only
16 | onuUniPort15MinStatisticRxJabbers |  | 1.3.6.1.4.1.3320.10.4.3.1.16 | Counter64 | read to only
17 | onuUniPort15MinStatisticRxPackets64Octets |  | 1.3.6.1.4.1.3320.10.4.3.1.17 | Counter64 | read to only
18 | onuUniPort15MinStatisticRxPackets65to127Octets |  | 1.3.6.1.4.1.3320.10.4.3.1.18 | Counter64 | read to only
19 | onuUniPort15MinStatisticRxPackets128to255Octets |  | 1.3.6.1.4.1.3320.10.4.3.1.19 | Counter64 | read to only
20 | onuUniPort15MinStatisticRxPackets256to511Octets |  | 1.3.6.1.4.1.3320.10.4.3.1.20 | Counter64 | read to only
21 | onuUniPort15MinStatisticRxPackets512to1023Octets |  | 1.3.6.1.4.1.3320.10.4.3.1.21 | Counter64 | read to only
22 | onuUniPort15MinStatisticRxPackets1024to1518Octets |  | 1.3.6.1.4.1.3320.10.4.3.1.22 | Counter64 | read to only
23 | onuUniPort15MinStatisticRxFcsErrors |  | 1.3.6.1.4.1.3320.10.4.3.1.23 | Counter64 | read to only
24 | onuUniPort15MinStatisticTxFcsErrors |  | 1.3.6.1.4.1.3320.10.4.3.1.24 | Counter64 | read to only
25 | onuUniPort15MinStatisticTxExcessiveCollisions |  | 1.3.6.1.4.1.3320.10.4.3.1.25 | Counter64 | read to only
26 | onuUniPort15MinStatisticTxLateCollisions |  | 1.3.6.1.4.1.3320.10.4.3.1.26 | Counter64 | read to only
27 | onuUniPort15MinStatisticRxPacketsTooLong |  | 1.3.6.1.4.1.3320.10.4.3.1.27 | Counter64 | read to only
28 | onuUniPort15MinStatisticRxBufferOverflows |  | 1.3.6.1.4.1.3320.10.4.3.1.28 | Counter64 | read to only
29 | onuUniPort15MinStatisticTxBufferOverflows |  | 1.3.6.1.4.1.3320.10.4.3.1.29 | Counter64 | read to only
30 | onuUniPort15MinStatisticTxSingleCollisionPackets |  | 1.3.6.1.4.1.3320.10.4.3.1.30 | Counter64 | read to only
31 | onuUniPort15MinStatisticTxMultipleCollisionsPackets |  | 1.3.6.1.4.1.3320.10.4.3.1.31 | Counter64 | read to only
32 | onuUniPort15MinStatisticSQEs |  | 1.3.6.1.4.1.3320.10.4.3.1.32 | Counter64 | read to only
33 | onuUniPort15MinStatisticTxDeferredTransmissio |  | 1.3.6.1.4.1.3320.10.4.3.1.33 | Counter64 | read to only
34 | onuUniPort15MinStatisticTxInternalMACTransmitError |  | 1.3.6.1.4.1.3320.10.4.3.1.34 | Counter64 | read to only
35 | onuUniPort15MinStatisticCarrierSenseError |  | 1.3.6.1.4.1.3320.10.4.3.1.35 | Counter64 | read to only
36 | onuUniPort15MinStatisticRxAlignmentError |  | 1.3.6.1.4.1.3320.10.4.3.1.36 | Counter64 | read to only
37 | onuUniPort15MinStatisticRxInternalMACReceiveError |  | 1.3.6.1.4.1.3320.10.4.3.1.37 | Counter64 | read to only
38 | onuUniPort15MinStatisticRxOctets |  | 1.3.6.1.4.1.3320.10.4.3.1.38 | Counter64 | read to only
39 | onuUniPort15MinStatisticTxOctets |  | 1.3.6.1.4.1.3320.10.4.3.1.39 | Counter64 | read to only
44、onuUniPortAlarmTrap(UNI Port Alarm Trap)
1 | onuUniPortLoopbackDetectResult |  | 1.3.6.1.4.1.3320.10.4.4.1 | INTEGER | read to only | 1 Alarm 2 Clear | alarm(1), clear(2)
2 | onuUniPortLoopbackDetectTrap |  | 1.3.6.1.4.1.3320.10.4.4.2 |  |  | Object: 1Interface Index 2Interface Describe 3Serial Number 4Uni Port(1361413320104112) 5Status Change(136141332010441) |  |  | Object: 1Interface Index(1361212211) 2Interface Describe(1361212212) 3Serial Number(1361413320103312) 4Uni Port(1361413320104112) 5Status Change(136141332010441)
3 | onuUniPortState |  | 1.3.6.1.4.1.3320.10.4.4.3 | INTEGER | read to only | 1 Alarm 2 Clear | down(1), up(2)
4 | onuUniPortStateTrap |  | 1.3.6.1.4.1.3320.10.4.4.4 |  |  | Object: 1Interface Index 2Interface Describe 3Serial Number 4Uni Port(1361413320104112) 5Status Change(136141332010443) |  |  | Object: 1Interface Index(1361212211) 2Interface Describe(1361212212) 3Serial Number(1361413320103312) 4Uni Port(1361413320104112) 5Status Change(136141332010443)
45、onuUniPortPoeStatusTable(UNI Port POE StatusTable)
1 | onuUniPortPoeStatusDeviceIndex |  | 1.3.6.1.4.1.3320.10.4.5.1.1 | INTEGER | read to only |  |  |  | Index of ONU port diID number
2 | onuUniPortPoeStatusPortIndex |  | 1.3.6.1.4.1.3320.10.4.5.1.2 | INTEGER | read to only |  |  |  | Index of UNI port sequnce number list
3 | onuUniPortPoeStatusPowerStatus |  | 1.3.6.1.4.1.3320.10.4.5.1.3 | INTEGER | read to only | 1 power off ; 2 power on
4 | onuUniPortPoeStatusDetectResult |  | 1.3.6.1.4.1.3320.10.4.5.1.4 | INTEGER | read to only | 1 non to standard pd or no pd ; 2 standard pd
5 | onuUniPortPoeStatusClassCurrent |  | 1.3.6.1.4.1.3320.10.4.5.1.5 | INTEGER | read to only
6 | onuUniPortPoeStatusClassResult |  | 1.3.6.1.4.1.3320.10.4.5.1.6 | INTEGER | read to only | 1 Class 0; 2 Class 1; 3 Class 2; 4 Class 3; 5 Class 4
7 | onuUniPortPoeStatusPDRequestPower |  | 1.3.6.1.4.1.3320.10.4.5.1.7 | INTEGER | read to only
8 | onuUniPortPoeStatusPollPortCurrent |  | 1.3.6.1.4.1.3320.10.4.5.1.8 | INTEGER | read to only
9 | onuUniPortPoeStatusPollPortVoltage |  | 1.3.6.1.4.1.3320.10.4.5.1.9 | INTEGER | read to only
10 | onuUniPortPoeStatusPollTemperature |  | 1.3.6.1.4.1.3320.10.4.5.1.10 | INTEGER | read to only
46、onuCommonPortConfigTable(UNI/VEIP/Ip to Host Common Port Configuration Table)
1 | onuCommonPortConfigDeviceIndex |  | 1.3.6.1.4.1.3320.10.4.6.1.1 | INTEGER | read to only |  |  |  | Index of ONU port diID number
2 | onuCommonPortConfigPortIndex |  | 1.3.6.1.4.1.3320.10.4.6.1.2 | INTEGER | read to only |  |  |  | Index of UNI port sequnce number list, when veip is enabled, index is port¦(0x02<<8) When iphost port is enabled, the index is port¦(0x04<<8) For example, when veiP port is 2, the index is 514 When UNI is enabled,, the index is port serial number which is no need to transform
3 | onuCommonPortConfigAdminState | Admin State | 1.3.6.1.4.1.3320.10.4.6.1.3 | INTEGER | read to write | 1 to No shutdown 2 to Shutdown | no to shutdown(1), shutdown(2)
4 | onuCommonPortConfigOnuVLANTranslationProfileID | VlanTranProfileID | 1.3.6.1.4.1.3320.10.4.6.1.4 | INTEGER | read to write | It stores the profileIndex of the associated ONU VLAN translation profile0 means cancel profile config Default value is 0
5 | onuCommonPortConfigMcstOperProfileID | Multicast configuration template applied to the port | 1.3.6.1.4.1.3320.10.4.6.1.5 | INTEGER | read to write | It points to the associated onu multicast operation configuration profile 0 means cancel profile config
6 | onuCommonPortConfigMcstStaticProfileID | Static multicast configuration template applied to the port | 1.3.6.1.4.1.3320.10.4.6.1.6 | INTEGER | read to write | It points to the associated onu multicast static group configuration profile 0 means cancel profile config
7 | onuCommonPortConfigMcstDynamicProfileID | Dynamic multicast configuration template applied to the port | 1.3.6.1.4.1.3320.10.4.6.1.7 | INTEGER | read to write | It points to the associated onu multicast dynamic group configuration profile 0 means cancel profile config
8 | onuCommonPortConfigRowStatus | Row status | 1.3.6.1.4.1.3320.10.4.6.1.8 | INTEGER | read to create
47、onuVEIPPortConfigTable(VEIP Port Configuration)
1 | onuVEIPPortConfigDeviceIndex |  | 1.3.6.1.4.1.3320.10.4.7.1.1 | INTEGER | read to only |  |  |  | Index of ONU port diID number
2 | onuVEIPPortConfigPortIndex |  | 1.3.6.1.4.1.3320.10.4.7.1.2 | INTEGER | read to only |  |  |  | Index of VEIP port sequnce number
3 | onuVEIPPortConfigOnuVEIPProfileID | Port VEIP configuration template | 1.3.6.1.4.1.3320.10.4.7.1.3 | INTEGER | read to write | It points to the associated onu VEIP configuration profile0 means cancel profile config
4 | onuVEIPPortConfigRowStatus | Row status | 1.3.6.1.4.1.3320.10.4.7.1.4 | INTEGER | read to create
48、onuIPHostParamConfigTable(ONU IpHost Address Parameter Configuration)
1 | onuIPHostParamConfigDeviceIndex | ONU diID | 1.3.6.1.4.1.3320.10.4.8.1.1 | INTEGER | read to only |  |  |  | Index of ONU port diID number
2 | onuIPHostParamConfigPortIndex | IpHost | 1.3.6.1.4.1.3320.10.4.8.1.2 | INTEGER | read to only |  |  |  | Index of IpHost port sequnce number
3 | onuIPHostParamConfigDHCP | Enable/disable DHCP function | 1.3.6.1.4.1.3320.10.4.8.1.3 | INTEGER | read to write | 1 to Enable,2 to Disable | enable(1), disable(2)
4 | onuIPHostParamConfigIPAddr | IpHost configured IP address | 1.3.6.1.4.1.3320.10.4.8.1.4 | IpAddress(OCTET STRING) | read to write | IP Address: AAAA
5 | onuIPHostParamConfigNetmask | IpHost configured IP address mask | 1.3.6.1.4.1.3320.10.4.8.1.5 | IpAddress(OCTET STRING) | read to write | Netmask: AAAA
6 | onuIPHostParamConfigGateway | IpHost configured IP address gateway | 1.3.6.1.4.1.3320.10.4.8.1.6 | IpAddress(OCTET STRING) | read to write | Gateway: AAAA
7 | onuIPHostParamConfigPriDns | IpHost configured main DNS address | 1.3.6.1.4.1.3320.10.4.8.1.7 | IpAddress(OCTET STRING) | read to write | Priority DNS: AAAA
8 | onuIPHostParamConfigSecDns | IpHost configured backup DNS address | 1.3.6.1.4.1.3320.10.4.8.1.8 | IpAddress(OCTET STRING) | read to write | Second DNS: AAAA
9 | onuIPHostParamConfigRowStatus | Row status | 1.3.6.1.4.1.3320.10.4.8.1.9 | RowStatus(INTEGER) | read to create
49、onuCommonPortStateTable(ONU UNI/VEIP Port State Table)
1 | onuCommonPortStateDeviceIndex | ONU diID | 1.3.6.1.4.1.3320.10.4.9.1.1 | INTEGER | read to only |  |  |  | Index of ONU port diID number
2 | onuCommonPortStatePortIndex | Port index | 1.3.6.1.4.1.3320.10.4.9.1.2 | INTEGER | read to only |  |  |  | Port index,such as portId index of UNI port and 0x0200¦portId index of VEIP port
3 | onuCommonPortStateOperationalState | Port status | 1.3.6.1.4.1.3320.10.4.9.1.3 | INTEGER | read to only | 1 to enable 2 to disable | enable(1), disable(2)
51、onuVirPortConfigTable(ONU Vietual Port Configuration)
1 | onuVirPortConfigDeviceIndex |  | 1.3.6.1.4.1.3320.10.5.1.1.1 | INTEGER | read to only |  |  |  | Index of ONU port diID number
2 | onuVirPortConfigPortIndex |  | 1.3.6.1.4.1.3320.10.5.1.1.2 | INTEGER | read to only |  |  |  | Index of ONU virtual port number
3 | onuVirPortConfigTCONTID | TCONT binding | 1.3.6.1.4.1.3320.10.5.1.1.3 | INTEGER | read to write | Static T to CONT index from ONU's perspective Default value is 1
4 | onuVirPortConfigOltGEMPortID | GEMPort binding | 1.3.6.1.4.1.3320.10.5.1.1.4 | INTEGER | read to write | EM port no which is assigned dynamically by OLT
5 | onuVirPortConfigOltAllocID | AllocID binding | 1.3.6.1.4.1.3320.10.5.1.1.5 | INTEGER | read to write | lloc to ID which is assigned dynamically by OLT, a dynamic Alloc to ID is one to to to one mapped to a static T to CONT index
6 | onuVirPortConfigVirPortAdminState | Admin State | 1.3.6.1.4.1.3320.10.5.1.1.6 | INTEGER | read to write | This attribute locks and unlocks the functions performed by this managed entity 1 No shutdown/unlocks, 2 Shutdown/locks | no to shutdown to unlocks(1), shutdown to locks(2)
7 | onuVirPortConfigVirPortOperationState | Operational state | 1.3.6.1.4.1.3320.10.5.1.1.7 | [5 empty] | The node is not implemented
8 | onuVirPortConfigEncryptionMode | Encryption mode | 1.3.6.1.4.1.3320.10.5.1.1.8 | INTEGER | read to write | The encryption mode for the GEM port Possible values are: 1 (Enabled), 2 (Disabled) | enable(1), disable(2)
9 | onuVirPortConfigDownstreamRateLimit | Downstream rate limit | 1.3.6.1.4.1.3320.10.5.1.1.9 | INTEGER | read to write | Config Virtual port downstream rate limit(unit:64kbps)
10 | onuVirPortConfigOltVLANTranslationProfileID | Profile creation is not implemented | 1.3.6.1.4.1.3320.10.5.1.1.10 | INTEGER | read to write | It stores the profileIndex1 of the associated OLT VLAN translation profile 1 to 1024 | 1 to 1024
11 | onuVirPortConfigONUMacFilterProfileID | Profile creation is not implemented | 1.3.6.1.4.1.3320.10.5.1.1.11 | INTEGER | read to write
12 | onuVirPortConfigONUMacFilterPreassignProfileID | Profile creation is not implemented | 1.3.6.1.4.1.3320.10.5.1.1.12 | INTEGER | read to write
13 | onuVirPortConfigRowStatus |  | 1.3.6.1.4.1.3320.10.5.1.1.13 | RowStatus(INTEGER) | read to create
52、onuVirPortStatisticTable(Virtual Port Packet Statistic)
1 | onuVirPortStatisticDeviceIndex |  | 1.3.6.1.4.1.3320.10.5.2.1.1 | INTEGER | read to only |  |  |  | Index of ONU port diID number
2 | onuVirPortStatisticVirPortIndex |  | 1.3.6.1.4.1.3320.10.5.2.1.2 | INTEGER | read to only |  |  |  | Index of ONU virtual port number
3 | onuVirPortStatisticRxTotalFrames | Total number of received frames | 1.3.6.1.4.1.3320.10.5.2.1.3 | Counter64 | read to only
4 | onuVirPortStatisticTxTotalFrames | Total number of frames sent | 1.3.6.1.4.1.3320.10.5.2.1.4 | Counter64 | read to only
5 | onuVirPortStatisticRxTotalBytes | Number of bytes received | 1.3.6.1.4.1.3320.10.5.2.1.5 | Counter64 | read to only
6 | onuVirPortStatisticTxTotalBytes | Number of bytes sent | 1.3.6.1.4.1.3320.10.5.2.1.6 | Counter64 | read to only
7 | onuVirPortStatisticEncryptKeyErrors | Encrypt key errors | 1.3.6.1.4.1.3320.10.5.2.1.7 | Counter64 | read to only
53、onuVirPort15MinStatisticTable(Virtual Port 15Min Packet Statistic)
1 | onuVirPort15MinStatisticDeviceIndex |  | 1.3.6.1.4.1.3320.10.5.3.1.1 | INTEGER | read to only |  |  |  | Index of ONU port diID number
2 | onuVirPort15MinStatisticVirPortIndex |  | 1.3.6.1.4.1.3320.10.5.3.1.2 | INTEGER | read to only |  |  |  | Index of ONU virtual port number
3 | onuVirPort15MinStatisticIntervalID |  | 1.3.6.1.4.1.3320.10.5.3.1.3 | INTEGER | read to only |  |  |  | 15 to minute statistical period
4 | onuVirPort15MinStatisticRxTotalFrames | Total number of received frames | 1.3.6.1.4.1.3320.10.5.3.1.4 | Counter64 | read to only
5 | onuVirPort15MinStatisticTxTotalFrames | Total number of frames sent | 1.3.6.1.4.1.3320.10.5.3.1.5 | Counter64 | read to only
6 | onuVirPort15MinStatisticRxTotalBytes | Number of bytes received | 1.3.6.1.4.1.3320.10.5.3.1.6 | Counter64 | read to only
7 | onuVirPort15MinStatisticTxTotalBytes | Number of bytes sent | 1.3.6.1.4.1.3320.10.5.3.1.7 | Counter64 | read to only
8 | onuVirPort15MinStatisticEncryptKeyErrors | Encrypt key errors | 1.3.6.1.4.1.3320.10.5.3.1.8 | Counter64 | read to only
54、onuVirPortDot1qTranslatTable(VLAN Translation based on Virtual Port)
1 | onuVirPortDot1qTranslatDeviceIndex |  | 1.3.6.1.4.1.3320.10.5.4.1.1 | INTEGER | read to only | ONU diID |  |  | Index of ONU port diID number
2 | onuVirPortDot1qTranslatVirPortIndex |  | 1.3.6.1.4.1.3320.10.5.4.1.2 | INTEGER | read to only | ONU virtual port ID |  |  | Index of ONU virtual port number
3 | onuVirPortDot1qTranslatEntryIndex | Index of configuration information linked list | 1.3.6.1.4.1.3320.10.5.4.1.3 | INTEGER | read to only | ONU virtual VLAN translation config entry index |  |  | Index of configuration information linked list
4 | onuVirPortDot1qTranslatMode | Vlan Translation Mode | 1.3.6.1.4.1.3320.10.5.4.1.4 | INTEGER | read to write | Vlan translation mode: 1 to to flat; 2 to to QinQ; 3 to to mix; 4 to to range flat; 5 to to range QinQ | flat(1), qinq(2), mix(3), range to flat(4), range to qinq(5)
5 | onuVirPortDot1qTranslatNto1 | Nto1 identification for non to Range mode | 1.3.6.1.4.1.3320.10.5.4.1.5 | INTEGER | read to write | 1 to to 1to1; 2 to to nto1 | oto1(1), nto1(2)
6 | onuVirPortDot1qTranslatSorVlanStart | Start source VLAN in Range mode | 1.3.6.1.4.1.3320.10.5.4.1.6 | INTEGER | read to write | Start VLAN ID(1 to 4094)
7 | onuVirPortDot1qTranslatSorVlanEnd | End source VLAN in Range mode | 1.3.6.1.4.1.3320.10.5.4.1.7 | INTEGER | read to write | End VLAN ID(1 to 4094)
8 | onuVirPortDot1qTranslatSorVlanMap | Source VLAN list for non to Range mode | 1.3.6.1.4.1.3320.10.5.4.1.8 | OCTET STRING | read to write | Source VLAN IDs such as (1,3,5,7) Or (1,3 to 5,7) Or (1 to 7)
9 | onuVirPortDot1qTranslatDstVlan | Destination VLAN | 1.3.6.1.4.1.3320.10.5.4.1.9 | INTEGER | read to write | Destination VLAN ID(1 to 4094)
10 | onuVirPortDot1qTranslatMixVlan | Outer Vlan of Mix mode | 1.3.6.1.4.1.3320.10.5.4.1.10 | INTEGER | read to write | Mix out VLAN ID(1 to 4094)
11 | onuVirPortDot1qTranslatPriority | Outer VLAN priority | 1.3.6.1.4.1.3320.10.5.4.1.11 | INTEGER | read to write | New 8021Q priority value(0 to 7)
12 | onuVirPortDot1qTranslatRowStatus |  | 1.3.6.1.4.1.3320.10.5.4.1.12 | RowStatus(INTEGER) | read to write
611、onuVLANProfileTable(ONU VLAN Profile Create Management)
1 | onuVLANProfileIndex |  | 1.3.6.1.4.1.3320.10.6.1.1.1.1 | INTEGER | read to only | the table, ONU VLAN INDEX |  |  | Index of profile ID
2 | onuVLANProfileName |  | 1.3.6.1.4.1.3320.10.6.1.1.1.2 | OCTET STRING | read to write | Name of VLAN profile |  |  | Profile name
3 | onuVLANProfileVlanMode | Vlan Mode | 1.3.6.1.4.1.3320.10.6.1.1.1.3 | INTEGER | read to write | 1 Transparent,2 Tag, 3 Translation,4 Vlan to stacking, 5 Aggregation,6 Trunk Defualt value is 1 | transparent(1), tag(2), translation(3), vlan to stacking(4), aggregation(5), trunk(6)
4 | onuVLANProfilePVID | Set port PVID | 1.3.6.1.4.1.3320.10.6.1.1.1.4 | INTEGER | read to write | The pvid of the port(1 to 4094) Default value is 1 | 1 to 4094
5 | onuVLANProfileTrunkVlans | Sets the VLAN range for the relay port | 1.3.6.1.4.1.3320.10.6.1.1.1.5 | OCTET STRING | read to write | ONU UNI port allowed VLAN in trunk mode Config allowed VLAN IDs such as (1,3,5,7) Or (1,3 to 5,7) Or (1 to 7) Default value is 0
6 | onuVLANProfileEtherTypeIPOEVlan | Set the IPOE Ether type VLAN | 1.3.6.1.4.1.3320.10.6.1.1.1.6 | INTEGER | read to write | Config IPOE ethernet type VlanId1 to 4094 vlanID, 4095 drop | 1 to 4095
7 | onuVLANProfileEtherTypePPPOEVlan | Set the PPPOE Ether type VLAN | 1.3.6.1.4.1.3320.10.6.1.1.1.7 | INTEGER | read to write | Config PPPOE ethernet type VlanId1 to 4094 vlanID, 4095 drop | 1 to 4095
8 | onuVLANProfileEtherTypeARPVlan | Set the ARP Ether type VLAN | 1.3.6.1.4.1.3320.10.6.1.1.1.8 | INTEGER | read to write | Config ARP ethernet type VlanId1 to 4094 vlanID, 4095 drop | 1 to 4095
9 | onuVLANProfileRowStatus |  | 1.3.6.1.4.1.3320.10.6.1.1.1.9 | RowStatus(INTEGER) | read to create
10 | onuVLANProfileEtherTypeIPv6Vlan | Set the IPV6 Ether type VLAN | 1.3.6.1.4.1.3320.10.6.1.1.1.10 | INTEGER | read to write | Config IPv6 ethernet type VlanId1 to 4094 vlanID, 4095 drop | 1 to 4095
11 | onuVLANProfileEtherTypeIPOECos | Set the IPOE Ether type cos | 1.3.6.1.4.1.3320.10.6.1.1.1.11 | INTEGER | read to write | Config IPOE ethernet type COS0 to 7 cos 0 to 7,8 cos by to inner to tag,9 cos by to outer to tag 10 cos by to dscp | 0(0), 1(1), 2(2), 3(3), 4(4), 5(5), 6(6), 7(7), by to inner to tag(8), by to outer to tag(9), by to dscp(10)
12 | onuVLANProfileEtherTypePPPOECos | Set the PPPOE Ether type cos | 1.3.6.1.4.1.3320.10.6.1.1.1.12 | INTEGER | read to write | Config PPPOE ethernet type COS0 to 7 cos 0 to 7,8 cos by to inner to tag,9 cos by to outer to tag,10 cos by to dscp | 0(0), 1(1), 2(2), 3(3), 4(4), 5(5), 6(6), 7(7), by to inner to tag(8), by to outer to tag(9), by to dscp(10)
13 | onuVLANProfileEtherTypeARPCos | Set the ARP Ether type cos | 1.3.6.1.4.1.3320.10.6.1.1.1.13 | INTEGER | read to write | Config ARP ethernet type COS0 to 7 cos 0 to 7,8 cos by to inner to tag,9 cos by to outer to tag,10 cos by to dscp | 0(0), 1(1), 2(2), 3(3), 4(4), 5(5), 6(6), 7(7), by to inner to tag(8), by to outer to tag(9), by to dscp(10)
14 | onuVLANProfileEtherTypeIPv6Cos | Set the IPv6 Ether type cos | 1.3.6.1.4.1.3320.10.6.1.1.1.14 | INTEGER | read to write | Config IPv6 ethernet type COS0 to 7 cos 0 to 7,8 cos by to inner to tag,9 cos by to outer to tag,10 cos by to dscp | 0(0), 1(1), 2(2), 3(3), 4(4), 5(5), 6(6), 7(7), by to inner to tag(8), by to outer to tag(9), by to dscp(10)
15 | onuVLANProfilePVIDSTART | Set the port starting PVID | 1.3.6.1.4.1.3320.10.6.1.1.1.15 | INTEGER | read to write | Config profile VlanId start | 1 to 4094
16 | onuVLANProfilePVIDSTEP | Set the port PVID step length | 1.3.6.1.4.1.3320.10.6.1.1.1.16 | INTEGER | read to write | Config profile VlanId step length | 1 to 4094
17 | onuVLANProfilePVIDCos | Set the port COS | 1.3.6.1.4.1.3320.10.6.1.1.1.17 | INTEGER | read to write | Config pvid cos0 to 7 cos 0 to 7,8 cos to by to inner to tag,9 cos to by to outer to tag,10 cos to by to dscp | 0(0), 1(1), 2(2), 3(3), 4(4), 5(5), 6(6), 7(7), by to inner to tag(8), by to outer to tag(9), by to dscp(10)
18 | onuVLANProfileEtherTypeIPOEVlanSTART | Set IPOE Ether type starting PVID | 1.3.6.1.4.1.3320.10.6.1.1.1.18 | INTEGER | read to write | Config IPOE ethernet type VlanId start | 1 to 4094
19 | onuVLANProfileEtherTypePPPOEVlanSTART | Set PPPOE Ether type starting PVID | 1.3.6.1.4.1.3320.10.6.1.1.1.19 | INTEGER | read to write | Config PPPOE ethernet type VlanId start | 1 to 4094
20 | onuVLANProfileEtherTypeARPVlanSTART | Set ARP Ether type starting PVID | 1.3.6.1.4.1.3320.10.6.1.1.1.20 | INTEGER | read to write | Config ARP ethernet type VlanId start | 1 to 4094
21 | onuVLANProfileEtherTypeIPv6VlanSTART | Set IPv6 Ether type starting PVID | 1.3.6.1.4.1.3320.10.6.1.1.1.21 | INTEGER | read to write | Config IPv6 ethernet type VlanId start | 1 to 4094
22 | onuVLANProfileEtherTypeIPOEVlanSTEP | Set IPOE Ether type PVID step length | 1.3.6.1.4.1.3320.10.6.1.1.1.22 | INTEGER | read to write | Config IPOE ethernet type VlanId step length | 1 to 4094
23 | onuVLANProfileEtherTypePPPOEVlanSTEP | Set PPPOE Ether type PVID step length | 1.3.6.1.4.1.3320.10.6.1.1.1.23 | INTEGER | read to write | Config PPPOE ethernet type VlanId step length | 1 to 4094
24 | onuVLANProfileEtherTypeARPVlanSTEP | Set ARP Ether type PVID step length | 1.3.6.1.4.1.3320.10.6.1.1.1.24 | INTEGER | read to write | Config ARP ethernet type VlanId step length | 1 to 4094
25 | onuVLANProfileEtherTypeIPv6VlanSTEP | Set IPv6 Ether type PVID step length | 1.3.6.1.4.1.3320.10.6.1.1.1.25 | INTEGER | read to write | Config IPv6 ethernet type VlanId step length | 1 to 4094
612、onuVLANTranslationTable(ONU VLAN Translation)
1 | onuVLANTranslationIndex1 |  | 1.3.6.1.4.1.3320.10.6.1.2.1.1 | INTEGER | read to only | the table, ONU VLAN translation INDEX 1 |  |  | Index of profile ID
2 | onuVLANTranslationIndex2 |  | 1.3.6.1.4.1.3320.10.6.1.2.1.2 | INTEGER | read to only | Index of the table, ONU VLAN translation INDEX 2 |  |  | Index of entries in profile
3 | onuVLANTranslationName |  | 1.3.6.1.4.1.3320.10.6.1.2.1.3 | OCTET STRING | read to only | Name of VLAN translation profile
4 | onuVLANTranslationSrcVlan |  | 1.3.6.1.4.1.3320.10.6.1.2.1.4 | INTEGER | read to only | ONU VLAN translation source VLAN id
5 | onuVLANTranslationDstVlan |  | 1.3.6.1.4.1.3320.10.6.1.2.1.5 | INTEGER | read to only | ONU VLAN translation destination VLAN id
6 | onuVLANTranslationRowStatus |  | 1.3.6.1.4.1.3320.10.6.1.2.1.6 | RowStatus(INTEGER) | read to create | Config SrcVlan and DstVlan in translation/vlan to stacking/aggregation modes
62、onuTCONTServiceProfileTable(ONU T to cont Management)
1 | onuTcontServiceProfileIndex |  | 1.3.6.1.4.1.3320.10.6.2.1.1 | INTEGER | read to only | Index of the table, ONU VLAN T to CONT service profile INDEX |  |  | Index of profile ID
2 | onuTcontServiceProfileName |  | 1.3.6.1.4.1.3320.10.6.2.1.2 | OCTET STRING | read to write | ONU VLAN T to CONT service profile Name |  |  | Profile Name
3 | onuTcontServiceProfileTcontType |  | 1.3.6.1.4.1.3320.10.6.2.1.3 | INTEGER | read to write | Traffic type which is equivalent to T to CONT type: 1 T to CONT type 1, 2 T to CONT type 2, 3 T to CONT type 3, 4 T to CONT type 4, 5 T to CONT type 5 Default value is 1 | t to cont to type1(1), t to cont to type2(2), t to cont to type3(3), t to cont to type4(4), t to cont to type5(5)
4 | onuTcontServiceProfileFir |  | 1.3.6.1.4.1.3320.10.6.2.1.4 | INTEGER | read to write | Fixed bandwidth The unit is Kbps Range of allowed values, 256 to 830976Using in type 1 and type 5 | 256 to 830976 | Kbps
5 | onuTcontServiceProfileCir |  | 1.3.6.1.4.1.3320.10.6.2.1.5 | INTEGER | read to write | Assured bandwidth The unit is Kbps Range of allowed values, 256 to 1238272 Using in type 2,type 3 and type 5 | 256 to 1238272 | Kbps
6 | onuTcontServiceProfilePir |  | 1.3.6.1.4.1.3320.10.6.2.1.6 | INTEGER | read to write | Maximum bandwidth The unit is Kbps Range of allowed values, 512 to 1244160 Using in type 3,type 4 and type 5 TCONT | 512 to 1244160 | Kbps
7 | onuTcontServiceProfileRowStatus |  | 1.3.6.1.4.1.3320.10.6.2.1.7 | RowStatus(INTEGER) | read to create
8 | onuTcontServiceProfileOnuSchedulerPolicy |  | 1.3.6.1.4.1.3320.10.6.2.1.8 | INTEGER | read to write | Config cos priority queue scheduler policy1 to to SP,2 to to WRR | sp(1), wrr(2)
9 | onuTcontServiceProfileOnuSchedulerWeight |  | 1.3.6.1.4.1.3320.10.6.2.1.9 | OCTET STRING | read to write | Config cos queue weight(0 to 100)For example 1,1,1,1,1,1,1,1
63、onuBandwidthProfileTable(ONU Bandwidth Management)
1 | onuBandwidthProfileIndex |  | 1.3.6.1.4.1.3320.10.6.3.1.1 | INTEGER | read to only | Index of the table, ONU Bandwidth Profile INDEX |  |  | Index of profile ID
2 | onuBandwidthProfileName |  | 1.3.6.1.4.1.3320.10.6.3.1.2 | OCTET STRING | read to write | ONU Bandwidth Profile name |  |  | Profile name
3 | onuBandwidthProfileTcontType | TCONT Type | 1.3.6.1.4.1.3320.10.6.3.1.3 | INTEGER | read to write | Traffic type which is equivalent to T to CONT type: 1 T to CONT type 1,2 T to CONT type 2,3 T to CONT type 3, 4 T to CONT type 4, 5 T to CONT type 5 | type1(1), type2(2), type3(3), type4(4), type5(5)
4 | onuBandwidthProfileFixedBandwidth | Fixed Bandwidth | 1.3.6.1.4.1.3320.10.6.3.1.4 | INTEGER | read to write | Fixed bandwidth, the granularity is 64Kbps The unit is Kbps Range of allowed values, 128 to 2500000 Default value is 128Kbps | 128 to 2500000 | Kbps
5 | onuBandwidthProfileAssuredBandwidth | Assured Bandwidth | 1.3.6.1.4.1.3320.10.6.3.1.5 | INTEGER | read to write | Assured bandwidth, the granularity is 64Kbps The unit is Kbps Range of allowed values, 0, 256 to 2500000 Not Valid for Type 1 TCONT Default value is 0 | 0 to 2500000 | Kbps
6 | onuBandwidthProfileMaximumBandwidth | Maximum Bandwidth | 1.3.6.1.4.1.3320.10.6.3.1.6 | INTEGER | read to write | Maximum bandwidth, the granularity is 64Kbps The unit is Kbps Range of allowed values, 128 to 2500000 Not valid for Type 1 TCONT Default value is 1024 | 128 to 2500000 | Kbps
7 | onuBandwidthProfileRowStatus |  | 1.3.6.1.4.1.3320.10.6.3.1.7 | RowStatus(INTEGER) | read to create
64、onuTcontVirportBindProfileTable(ONU T to CONT and Virtual Port Binding Management)
1 | onuTcontVirportBindProfileIndex |  | 1.3.6.1.4.1.3320.10.6.4.1.1 | INTEGER | read to only | Index of the table, ONU Tcont Virport Bind Profile INDEX
2 | onuTcontVirportBindProfileVirportIndex | Virtual port index | 1.3.6.1.4.1.3320.10.6.4.1.5 | INTEGER | read to only | Virtual port index from ONU's perspective Default value is 1
3 | onuTcontVirportBindProfileName |  | 1.3.6.1.4.1.3320.10.6.4.1.2 | OCTET STRING | read to write | ONU Tcont Virport Bind Profile name
4 | onuTcontVirportBindProfileTcontID | TCONT serial number | 1.3.6.1.4.1.3320.10.6.4.1.3 | INTEGER | read to write | T to CONT index from ONU's perspective Default value is 1
5 | onuTcontVirportBindProfileTcontServiceProfileID | TCONT management table index | 1.3.6.1.4.1.3320.10.6.4.1.4 | INTEGER | read to write | It points to the associated ONU T to CONT service profile Default value is 1
6 | onuTcontVirportBindProfileVirportServiceProfileID | Virtual port management table index | 1.3.6.1.4.1.3320.10.6.4.1.6 | INTEGER | read to write | It points to the associated ONU virtual port service profile Default value is 1
7 | onuTcontVirportBindProfileRowStatus |  | 1.3.6.1.4.1.3320.10.6.4.1.7 | RowStatus(INTEGER) | read to create
65、onuVirtualPortServiceProfileTable(ONU Virtual Port Management)
1 | onuVirportProfileIndex |  | 1.3.6.1.4.1.3320.10.6.5.1.1 | INTEGER | read to only | Index of the table, ONU Virtual Port Service Profile INDEX |  |  | Index of profile ID
2 | onuVirportProfileName |  | 1.3.6.1.4.1.3320.10.6.5.1.2 | OCTET STRING | read to write | ONU Virtual Port Service Profile Name |  |  | Profile name
3 | onuVirportProfileUsTrafficMapType | Uplink flow mapping type | 1.3.6.1.4.1.3320.10.6.5.1.3 | INTEGER | read to only | pstream traffic mapping type is inherited from the upstreamTrafficMappingType of its ONU/ONT
4 | onuVirportProfileTypeOfService | Type of Service | 1.3.6.1.4.1.3320.10.6.5.1.4 | INTEGER | read to write | Type of service for which this virtual port is to be used: 1 Data, 2 IPTV, 3 Video to on to demand, 4 VoIP, 5 T1, 6 E1, 7 HPNA, 8 Others Default value is 1 | data(1), iptv(2), video to on to demand(3), voip(4), ti(5), e1(6), hpna(7), others(8)
5 | onuVirportProfileEncrypMode | Encryption mode | 1.3.6.1.4.1.3320.10.6.5.1.5 | INTEGER | read to write | Encryption mode: 1 Enabled, 2 Disabled Default value is 2 | enable(1), disable(2)
6 | onuVirportProfileUsBwProID | Uplink bandwidth management table index | 1.3.6.1.4.1.3320.10.6.5.1.6 | INTEGER | read to write | It points to the associated ONU bandwidth profile for upstream
7 | onuVirportProfileUsFlowPriority | Uplink flow priority | 1.3.6.1.4.1.3320.10.6.5.1.7 | INTEGER | read to write | It's valid only in either flow to based priority to controlled or flow to based priority to and to rate to controlled upstream queuing and scheduling type Valid range 1 to 8Default value is 8 | 1 to 8
8 | onuVirportProfileUsFlowWeight | Upflow weight | 1.3.6.1.4.1.3320.10.6.5.1.8 | INTEGER | read to write | It's valid only in flow to based rate to controlled queuing and scheduling type Valid range 0 to 255 Default value is 1 | 0 to 255
9 | onuVirportProfileUsRateCtlSchedulerProID | Upline rate management schedule management table index | 1.3.6.1.4.1.3320.10.6.5.1.9 | INTEGER | read to write | It points to the associated ONU upstream rate to control scheduler profile which exist Default value is 1
10 | onuVirportProfileDsBwProID | Downlink bandwidth management table index | 1.3.6.1.4.1.3320.10.6.5.1.10 | INTEGER | read to write | It points to the associated ONU bandwidth profile for downstream Default value is 1
11 | onuVirportProfileDsQueueSchType | Downlink queue scheduling type | 1.3.6.1.4.1.3320.10.6.5.1.11 | INTEGER | read to write | 0 to Priority Controlled 1 to Flow to based priority to controlled Default value is 1 | priority to controlled(0), flow to based to priority to controlled(1)
12 | onuVirportProfileDsFlowPriority | Downlink flow priority | 1.3.6.1.4.1.3320.10.6.5.1.12 | INTEGER | read to write | It's valid only in flow to based priority to controlled downstream queuing and scheduling type Valid range 1 to 8 Default value is 8 | 1 to 8
13 | onuVirportProfileRowStatus |  | 1.3.6.1.4.1.3320.10.6.5.1.13 | RowStatus(INTEGER) | read to create
14 | onuVirportProfileOltDsQueue | Hierarchical queue scheduling downqueue based on ONU | 1.3.6.1.4.1.3320.10.6.5.1.14 | INTEGER | read to write | Specifies virtualport downstream queue Default value is 1 | 1 to 4
66、onuFlowProfileTable(ONU Flow Management)
1 | onuFlowProfileIndex1 |  | 1.3.6.1.4.1.3320.10.6.6.1.1 | INTEGER | read to only | Index of the table, ONU flow Profile INDEX 1 |  |  | Index of profile ID
2 | onuFlowProfileIndex2 |  | 1.3.6.1.4.1.3320.10.6.6.1.2 | INTEGER | read to only | Index of the table, ONU flow Profile INDEX 2 |  |  | Index of entries in profile
3 | onuFlowProfileName |  | 1.3.6.1.4.1.3320.10.6.6.1.3 | OCTET STRING | read to write | IONU flow Profile name
4 | onuFlowProfileUniType | UNI port map | 1.3.6.1.4.1.3320.10.6.6.1.4 | INTEGER | read to write | Physical port type: 1 Ethernet UNI, 2 POTS UNI, 3 T1, 4 E1, 5 HPNA, 6 IP Host Default value is 1 | ethernet to uni(1), pots to uni(2), t1(3), e1(4), hpna(5), ip to host(6)
5 | onuFlowProfileUniPortBitMap | UNI port map | 1.3.6.1.4.1.3320.10.6.6.1.5 | INTEGER | read to write | UNI Port bit map representing 1 or more UNI ports to be associated with a flow If the value is set to 1, it would mean UNI port 1, if the value is set to 2, it would mean UNI port 2, if the value is set to 3, it would mean, both UNI port 1 and 2 The value 255 would mean, UNI port 1 through 7 The value 0 will indicate the flow applies to all UNI ports of the ONU
6 | onuFlowProfileUsMapType | Uplink mapping type | 1.3.6.1.4.1.3320.10.6.6.1.6 | INTEGER | read to write | Upstream Traffic Mapping mechanism: 1 User Port, 2 VLAN ID, 3 PBIT, 4 VLAN ID + PBIT, 5 Ether Type, 6 DSCP, 7 User Port + PBITS, 8 User Port + DSCP, The valid values are 1 to 4 Values 5, 6, 7 and 8 are reserved for future use Default value is 2 | user to port(1), vlan to id(2), pbit(3), vlan to id to pbit(4), ehter to type(5), dscp(6), user to port to pbits(7), user to port to dscp(8)
7 | onuFlowProfileVlanIdStart | Vlan range starting value | 1.3.6.1.4.1.3320.10.6.6.1.7 | INTEGER | read to write | The beginning of the VLAN Id range to be mapped to the flow 14095 | 1 to 4095
8 | onuFlowProfileVlanIdStop | Vlan range termination value | 1.3.6.1.4.1.3320.10.6.6.1.8 | INTEGER | read to write | The end of the VLAN Id range 14095 VLAN ID Stop to VLAN ID Start should be less than equal to 12 for 1 flow | 1 to 4095
9 | onuFlowProfilePBITsMap | Priority mapping | 1.3.6.1.4.1.3320.10.6.6.1.9 | INTEGER | read to write | Bit map representing PBITs that have to be mapped to the flow If the value is set to 1, it would mean PBIT 0, if the value is set to 2, it would mean PBIT 1, if the value is set to 3, it would mean, both PBIT 0 and 1 The value 255 would mean, PBITS 0 through 7
10 | onuFlowProfileVirportNo | Virtual port number | 1.3.6.1.4.1.3320.10.6.6.1.10 | INTEGER | read to write | ONU flow profile virtual port number
11 | onuFlowProfileRowStatus |  | 1.3.6.1.4.1.3320.10.6.6.1.11 | RowStatus(INTEGER) | read to create
12 | onuFlowProfileVlanIdList | VLAN support list | 1.3.6.1.4.1.3320.10.6.6.1.12 | OCTET STRING | read to write | VLAN list such as (1,3,5,7) Or (1,3 to 5,7) Or (1 to 7), up to 12 entry
13 | onuFlowProfileDsBandwidth | Hierarchical queue scheduling onU exgress bandwidth based on ONU | 1.3.6.1.4.1.3320.10.6.6.1.13 | INTEGER | read to write | ONU downstream bandwidth(unit:64kbps) | 1 to 38880
67、onuRateControlSchedulerProfileTable(ONU Rate Control Management)
1 | onuRateCtlProfileIndex |  | 1.3.6.1.4.1.3320.10.6.7.1.1 | INTEGER | read to only | Index of the table, ONU rate control scheduler profile INDEX 1 |  |  | Index of profile ID
2 | onuRateCtlProfileName |  | 1.3.6.1.4.1.3320.10.6.7.1.2 | OCTET STRING | read to write | ONU rate control scheduler profile name |  |  | Profile name
3 | onuRateCtlProfileCir | CIR configuration | 1.3.6.1.4.1.3320.10.6.7.1.3 | INTEGER | read to write | CIR, the granularity is 64Kbps The unit is Kbps Range of allowed values, 256 to PIR |  | 64Kbps
4 | onuRateCtlProfilePir | PIR configuration | 1.3.6.1.4.1.3320.10.6.7.1.4 | INTEGER | read to write | PIR, the granularity is 64Kbps The unit is Kbps Range of allowed values, CIR to 1244160 | 128 to 2500000 | 64Kbps
5 | onuRateCtlProfileScheduleWeight | Scheduling weight configuration | 1.3.6.1.4.1.3320.10.6.7.1.5 | INTEGER | read to write | Scheduler weight Valid range 0 to 255 Default value is 1 | 0 to 255
6 | onuRateCtlProfileRowStatus |  | 1.3.6.1.4.1.3320.10.6.7.1.6 | RowStatus(INTEGER) | read to create
68、onuEthernetUNIConfigProfileTable(UNI Port Configuration Profile)
1 | onuEthernetUNIPortProfileIndex |  | 1.3.6.1.4.1.3320.10.6.8.1.1 | INTEGER | read to only | Index of the table, ONU Ethernet UNI configuration profile INDEX 1 |  |  | Index of profile ID
2 | onuEthernetUNIPortProfileName |  | 1.3.6.1.4.1.3320.10.6.8.1.2 | OCTET STRING | read to write | ONU Ethernet UNI configuration profile name |  |  | Profile name
3 | onuEthernetUNIPortAutoNegotiation | Automatic negotiation configuration | 1.3.6.1.4.1.3320.10.6.8.1.3 | INTEGER | read to write | Auto negotiation: 1 Enabled, 2 Disabled Default value is 1 | enable(1), disable(2)
4 | onuEthernetUNIPortSpeed | Port rate configuration | 1.3.6.1.4.1.3320.10.6.8.1.4 | INTEGER | read to write | Speed:0 auto, 1 10Mbps, 2 100Mbps, 3 1000Mbps Default value is 0 | auto(0), s10Mbps(1), s100Mbps(2), s1000Mbps(3)
5 | onuEthernetUNIPortDuplex | Port duplex configuration | 1.3.6.1.4.1.3320.10.6.8.1.5 | INTEGER | read to write | Duplex: 1 Full, 2 Half Default value is 0 | auto(0), full(1), half(2)
6 | onuEthernetUNIPortExpectedType | Line encapsulation type | 1.3.6.1.4.1.3320.10.6.8.1.6 | INTEGER | read to write | This attribute supports pre to provisioning It is coded as follows: 1 Autosense, 2 to 254 is compatible with other Ethernet circuit pack type Upon ME instantiation, the ONT sets this attribute to 0 Default value is 1
7 | onuEthernetUNIPortMaxFrameSize | Maximum frame length | 1.3.6.1.4.1.3320.10.6.8.1.7 | INTEGER | read to write | This attribute denotes the maximum frame size allowed across this interfaceRange 1500 to 2048Defult is 1518 | 1500 to 2048 | Byte
8 | onuEthernetUNIPortEthernetInterfaceWiring |  | 1.3.6.1.4.1.3320.10.6.8.1.8 | INTEGER | read to write | This attribute specifies the Ethernet interface wiring: 1 DCE (default), 2 DTE Default value is 1 | dce(0), dte(1), auto(2)
9 | onuEthernetUNIPortProfileRowStatus |  | 1.3.6.1.4.1.3320.10.6.8.1.9 | RowStatus(INTEGER) | read to create
10 | onuEthernetUNIPortSchedulerPolicy | Downlink scheduling mode | 1.3.6.1.4.1.3320.10.6.8.1.10 | INTEGER | read to write | Config cos priority queue scheduler policy: 1 SP, 2 WRR | sp(1), wrr(2),
11 | onuEthernetUNIPortSchedulerWeight | Scheduler Weight | 1.3.6.1.4.1.3320.10.6.8.1.11 | OCTET STRING | read to create | Config cos queue weight(0 to 100)For example 1,1,1,1,1,1,1,1
69、onuMcstOperConfigProfileTable(Multicast Configuration Profile)
1 | onuMcstOperConfigProfileIndex | Configure template number | 1.3.6.1.4.1.3320.10.6.9.1.1 | INTEGER | read to write | profile index |  |  | Index of profile ID
2 | onuMcstOperConfigProfileName | Configure template name | 1.3.6.1.4.1.3320.10.6.9.1.2 | OCTET STRING | read to write | The name of a profile |  |  | Profile name
3 | onuMcstGponStandard | Configure multicast technical standard | 1.3.6.1.4.1.3320.10.6.9.1.3 | INTEGER | read to write | Config GPON technical standard:1 to to ITU to G988(defult); 2 to to CTC | itu_g988(1), ctc(2)
4 | onuMcstIGMPVersion | Configure the IGMP version | 1.3.6.1.4.1.3320.10.6.9.1.4 | INTEGER | read to write | Config IGMP Version:1 to to IGMPv1; 2 to to IGMPv2(defult); 3 to to IGMPv3; 4 to 15 Reserced; 16 to to MLDv1; 17 to to MLDv2
5 | onuMcstControlMode | Configure control mode | 1.3.6.1.4.1.3320.10.6.9.1.5 | INTEGER | read to write | Config multicast control mode:; 0 to to Snooping(defult); 1 to to SPR; 2 to to Proxy | snooping(0), spr(1), proxy(2)
6 | onuMcstFastLeaveMode | Configure fast to leave mode | 1.3.6.1.4.1.3320.10.6.9.1.6 | INTEGER | read to write | Config fast leave mode: 1 to to enable, 2 to to disable | enable(1), disable(2)
7 | onuMcstUpstreamIGMPTCIVlan | Configure uplink IGMP Tag VLAN | 1.3.6.1.4.1.3320.10.6.9.1.7 | INTEGER | read to write | Config upstream IGMP TCI Vlan ID
8 | onuMcstUpstreamIGMPTCIPbits | Configure uplink IGMP Tag P to bits | 1.3.6.1.4.1.3320.10.6.9.1.8 | INTEGER | read to write | Config upstream IGMP TCI P to bits
9 | onuMcstUpstreamIGMPTagControl | Configure uplink IGMP Tag control mode | 1.3.6.1.4.1.3320.10.6.9.1.9 | INTEGER | read to write | Config upstream IGMP tag control mode:0 to to transparent(defult); 1 to to add tag; 2 to to replace vlan and pbit; 3 to to replace vlan only | transparent(0), add_tag(1), replace_tag(2), replace_vlan(3)
10 | onuMcstMaxSimultaneousGroup | Configure maximum concurrency groups +C515:C518C515:C519C515:C518C515C515:C517 | 1.3.6.1.4.1.3320.10.6.9.1.10 | INTEGER | read to write | Config max simultaneous group(1 to 128) | 1 to 128
11 | onuMcstLastMemberQueryInterval | Configure the final member query interval | 1.3.6.1.4.1.3320.10.6.9.1.11 | INTEGER | read to write | Config last member query interval,unit 01s(1 to 0xFFFF) |  | 01s
12 | onuMcstTagStrip | Strip the downstream IGMP/MLD and the outer TAG switch of the multicast stream | 1.3.6.1.4.1.3320.10.6.9.1.12 | INTEGER | read to write | Enable or disable striping the outer tag of the downstream multicast traffic 1 to to enable, 2 to to disable | enable(1), disable(2)
13 | onuMcstOperProfileRowStatus |  | 1.3.6.1.4.1.3320.10.6.9.1.13 | RowStatus(INTEGER) | read to create | ONU Mcst Oper Config Profile row status
14 | onuMcstDownstreamIGMPTCIVlan | Configure downlink IGMP Tag VLAN | 1.3.6.1.4.1.3320.10.6.9.1.14 | INTEGER | read to write | Config downstream IGMP TCI Vlan ID
15 | onuMcstDownstreamIGMPTCIPbits | Configure downlink IGMP Tag P to bits | 1.3.6.1.4.1.3320.10.6.9.1.15 | INTEGER | read to write | Config downstream IGMP TCI P to bits
16 | onuMcstDownstreamIGMPTagControl | Configure downlink IGMP Tag control mode | 1.3.6.1.4.1.3320.10.6.9.1.16 | INTEGER | read to write | Config downstream IGMP tag control mode:0 to to transparent(defult); 1 to to strip tag; 2 to to add tag; 3 to to replace vlan and pbit; 4 to to replace vlan only | transparent(0), strip_tag(1), add_tag(2), replace_tag(3), replace_vlan(4)
610、onuSMcstConfigProfileTable(Static Multicast Configuration Profile)
1 | onuSMcstConfigProfileIndex1 | Configure template number | 1.3.6.1.4.1.3320.10.6.10.1.1 | INTEGER | read to only | profile index |  |  | Index of profile ID
2 | onuSMcstConfigProfileIndex2 | Configure template entry number | 1.3.6.1.4.1.3320.10.6.10.1.2 | INTEGER | read to only | Entry index |  |  | Index of entries in profile
3 | onuSMcstConfigProfileName | Configure template name | 1.3.6.1.4.1.3320.10.6.10.1.3 | OCTET STRING | read to write | The name of a profile |  |  | Profile name
4 | onuSMcstGemport | Configure the multicast GEM Port | 1.3.6.1.4.1.3320.10.6.10.1.4 | INTEGER | read to write | Config multicast gemport(4093 to 4093)
5 | onuSMcstVlanId | Configure the multicast Vlan ID | 1.3.6.1.4.1.3320.10.6.10.1.5 | INTEGER | read to write | Config multicast VLAN id(1 to 4094) | 1 to 4094
6 | onuSMcstSourceIpv4Address | Configure the multicast source Ipv4 address | 1.3.6.1.4.1.3320.10.6.10.1.6 | IpAddress | read to write | Config source ipv4 address
7 | onuSMcstIpv4AddressRangeStart | Configure the multicast destination Ipv4 starting address | 1.3.6.1.4.1.3320.10.6.10.1.7 | IpAddress | read to write | Config start destination ipv4 address
8 | onuSMcstIpv4AddressRangeStop | Configure the multicast destination Ipv4 termination address | 1.3.6.1.4.1.3320.10.6.10.1.8 | IpAddress | read to write | Config end destination ipv4 address
9 | onuSMcstSourceIpv6Address | Configure the multicast source for Ipv6 addresses | 1.3.6.1.4.1.3320.10.6.10.1.9 | InetAddressIPv6(OCTET STRING) | read to write | Config source ipv6 address
10 | onuSMcstIpv6AddressRangeStart | Configure Ipv6 start addresses for multicast purposes | 1.3.6.1.4.1.3320.10.6.10.1.10 | InetAddressIPv6(OCTET STRING) | read to write | Config start destination ipv6 address
11 | onuSMcstIpv6AddressRangeStop | Configure the multicast destination Ipv6 termination address | 1.3.6.1.4.1.3320.10.6.10.1.11 | InetAddressIPv6(OCTET STRING) | read to write | Config end destination ipv6 address
12 | onuSMcstImputedGroupBandwidth | Configure group bandwidth | 1.3.6.1.4.1.3320.10.6.10.1.12 | INTEGER | read to write | Config imputed group bandwidth(256 to 1244160) |  | Bps
13 | onuSMcstPreviewLength | Configuration preview duration | 1.3.6.1.4.1.3320.10.6.10.1.13 | INTEGER | read to write | The maximum duration of each preview in seconds |  | Second(s)
14 | onuSMcstPreviewRepeatTime | Configure the minimum interval preview | 1.3.6.1.4.1.3320.10.6.10.1.14 | INTEGER | read to write | The minimum time in seconds between two previews of a given multicast group |  | Second(s)
15 | onuSMcstPreviewRepeatCount | Configuration preview times | 1.3.6.1.4.1.3320.10.6.10.1.15 | INTEGER | read to write | The maximum number of times a given multicast group may be previewed
16 | onuSMcstPreviewResetTime | Configure preview count reset time | 1.3.6.1.4.1.3320.10.6.10.1.16 | INTEGER | read to write | The time at which the ONU resets the preview repeat counter(24 to hour system)
17 | onuSMcstProfileRowStatus |  |  | RowStatus(INTEGER) | read to create | onu SMcst Profile Row Status
611、onuDMcstConfigProfileTable(Dynamic Multicast Configuration Profile)
1 | onuDMcstConfigProfileIndex1 | Configure template number | 1.3.6.1.4.1.3320.10.6.11.1.1 | INTEGER | read to only | profile index |  |  | Index of profile ID
2 | onuDMcstConfigProfileIndex2 | Configure template entry number | 1.3.6.1.4.1.3320.10.6.11.1.2 | INTEGER | read to only | Entry index |  |  | Index of entries in profile
3 | onuDMcstConfigProfileName | Configure template name | 1.3.6.1.4.1.3320.10.6.11.1.3 | OCTET STRING | read to write | The name of a profile |  |  | Profile name
4 | onuDMcstGemport | Configure the multicast GEM Port | 1.3.6.1.4.1.3320.10.6.11.1.4 | INTEGER | read to write | Config multicast gemport(4093 to 4093)
5 | onuDMcstVlanId | Configure the multicast Vlan ID | 1.3.6.1.4.1.3320.10.6.11.1.5 | INTEGER | read to write | Config multicast VLAN id(1 to 4094) | 1 to 4094
6 | onuDMcstSourceIpv4Address | Configure the multicast source Ipv4 address | 1.3.6.1.4.1.3320.10.6.11.1.6 | IpAddress | read to write | Config source ipv4 address
7 | onuDMcstIpv4AddressRangeStart | Configure the multicast destination Ipv4 starting address | 1.3.6.1.4.1.3320.10.6.11.1.7 | IpAddress | read to write | Config start destination ipv4 address
8 | onuDMcstIpv4AddressRangeStop | Configure the multicast destination Ipv4 termination address | 1.3.6.1.4.1.3320.10.6.11.1.8 | IpAddress | read to write | Config end destination ipv4 address
9 | onuDMcstSourceIpv6Address | Configure the multicast source for Ipv6 addresses | 1.3.6.1.4.1.3320.10.6.11.1.9 | InetAddressIPv6(OCTET STRING) | read to write | Config source ipv6 address
10 | onuDMcstIpv6AddressRangeStart | Configure Ipv6 start addresses for multicast purposes | 1.3.6.1.4.1.3320.10.6.11.1.10 | InetAddressIPv6(OCTET STRING) | read to write | Config start destination ipv6 address
11 | onuDMcstIpv6AddressRangeStop | Configure the multicast destination Ipv6 termination address | 1.3.6.1.4.1.3320.10.6.11.1.11 | InetAddressIPv6(OCTET STRING) | read to write | Config end destination ipv6 address
12 | onuDMcstImputedGroupBandwidth | Configure group bandwidth | 1.3.6.1.4.1.3320.10.6.11.1.12 | INTEGER | read to write | Config imputed group bandwidth(256 to 1244160) |  | Bps
13 | onuDMcstPreviewLength | Configuration preview duration | 1.3.6.1.4.1.3320.10.6.11.1.13 | INTEGER | read to write | The maximum duration of each preview in seconds |  | Second(s)
14 | onuDMcstPreviewRepeatTime | Configure the minimum interval preview | 1.3.6.1.4.1.3320.10.6.11.1.14 | INTEGER | read to write | The minimum time in seconds between two previews of a given multicast group |  | Second(s)
15 | onuDMcstPreviewRepeatCount | Configuration preview times | 1.3.6.1.4.1.3320.10.6.11.1.15 | INTEGER | read to write | The maximum number of times a given multicast group may be previewed
16 | onuDMcstPreviewResetTime | Configure preview count reset time | 1.3.6.1.4.1.3320.10.6.11.1.16 | INTEGER | read to write | The time at which the ONU resets the preview repeat counter(24 to hour system)
17 | onuDMcstProfileRowStatus |  |  | RowStatus(INTEGER) | read to create | onu SMcst Profile Row Status
612、onuCatvProfileTable(Catv Port Management)
1 | onuCatvProfileIndex | Configure template number | 1.3.6.1.4.1.3320.10.6.12.1.1 | INTEGER | read to only | profile index |  |  | Index of profile ID
2 | onuCatvProfileName | Configure template name | 1.3.6.1.4.1.3320.10.6.12.1.2 | OCTET STRING | read to write | The name of a profile |  |  | Profile name
3 | onuCatvGainType | Configure the Catv gain type | 1.3.6.1.4.1.3320.10.6.12.1.3 | INTEGER | read to write | Config Catv gain type: 1 to to agc 2 to to mgc | agc(1), mgc(2)
4 | onuCatvAgcUpValue | Configure upper limit of input optical power in Catv Agc mode | 1.3.6.1.4.1.3320.10.6.12.1.4 | INTEGER | read to write | Config agc power up value( to 80 to 0, 01dBm) | to 80 to 0 | 01dBm
5 | onuCatvAgcRange | Configure range of input optical power in Catv Agc mode | 1.3.6.1.4.1.3320.10.6.12.1.5 | INTEGER | read to write | Config agc power range(0 to 100, 01dBm) | 0 to 100 | 01dBm
6 | onuCatvMgcTxAttenuation | Configure level attenuation of input optical power in Catv Agc mode | 1.3.6.1.4.1.3320.10.6.12.1.6 | INTEGER | read to write | Config mac tx attenuation(0 to 150,01dBm) | 0 to 150 | 01dBm
7 | onuCatvAlarmInputLowThreshold | Configure Catv input optical power alarm lower threshold | 1.3.6.1.4.1.3320.10.6.12.1.7 | INTEGER | read to write | Config catv input alarm low threshold |  | 01dBm
8 | onuCatvAlarmInputLowClearThreshold | Configure Catv input optical power alarm lower limit clearance threshold | 1.3.6.1.4.1.3320.10.6.12.1.8 | INTEGER | read to write | Config catv input alarm low clear threshold |  | 01dBm
9 | onuCatvAlarmInputHighThreshold | Configure Catv input optical power alarm upper limit threshold | 1.3.6.1.4.1.3320.10.6.12.1.9 | INTEGER | read to write | Config catv input alarm high threshold |  | 01dBm
10 | onuCatvAlarmInputHighClearThreshold | Configure Catv input optical power alarm upper clearance threshold | 1.3.6.1.4.1.3320.10.6.12.1.10 | INTEGER | read to write | Config catv input alarm high clear threshold |  | 01dBm
11 | onuCatvAlarmOutputLowThreshold | Configure Catv output level alarm lower threshold | 1.3.6.1.4.1.3320.10.6.12.1.11 | INTEGER | read to write | Config catv output alarm low threshold |  | 01dBuv
12 | onuCatvAlarmOutputLowClearThreshold | Configure Catv output level alarm lower limit clearance threshold | 1.3.6.1.4.1.3320.10.6.12.1.12 | INTEGER | read to write | Config catv output alarm low clear threshold |  | 01dBuv
13 | onuCatvAlarmOutputHighThreshold | Configure Catv output level alarm upper limit threshold | 1.3.6.1.4.1.3320.10.6.12.1.13 | INTEGER | read to write | Config catv output alarm high threshold |  | 01dBuv
14 | onuCatvAlarmOutputHighClearThreshold | Configure Catv output level alarm upper clearance threshold | 1.3.6.1.4.1.3320.10.6.12.1.14 | INTEGER | read to write | Config catv output alarm high clear threshold |  | 01dBuv
15 | onuCatvAlarmVoltageLowThreshold | Configure Catv voltage alarm lower threshold | 1.3.6.1.4.1.3320.10.6.12.1.15 | INTEGER | read to write | Config catv voltage alarm low threshold |  | 01v
16 | onuCatvAlarmVoltageLowClearThreshold | Configure Catv voltage alarm lower limit clearance threshold | 1.3.6.1.4.1.3320.10.6.12.1.16 | INTEGER | read to write | Config catv voltage alarm low clear threshold |  | 01v
17 | onuCatvAlarmVoltageHighThreshold | Configure Catv voltage alarm upper limit threshold | 1.3.6.1.4.1.3320.10.6.12.1.17 | INTEGER | read to write | Config catv voltage alarm high threshold |  | 01v
18 | onuCatvAlarmVoltageHighClearThreshold | Configure Catv voltage alarm upper clearance threshold | 1.3.6.1.4.1.3320.10.6.12.1.18 | INTEGER | read to write | Config catv voltage alarm high clear threshold |  | 01v
19 | onuCatvAlarmTemperatureLowThreshold | Configure Catv temperature power alarm lower threshold | 1.3.6.1.4.1.3320.10.6.12.1.19 | INTEGER | read to write | Config catv temperature alarm low threshold |  | 01degree
20 | onuCatvAlarmTemperatureLowClearThreshold | Configure Catv temperature power alarm lower limit clearance threshold | 1.3.6.1.4.1.3320.10.6.12.1.20 | INTEGER | read to write | Config catv temperature alarm low clear threshold |  | 01degree
21 | onuCatvAlarmTemperatureHighThreshold | Equipped with Catv temperature power alarm upper limit threshold | 1.3.6.1.4.1.3320.10.6.12.1.21 | INTEGER | read to write | Config catv temperature alarm high threshold |  | 01degree
22 | onuCatvAlarmTemperatureHighClearThreshold | Configure Catv temperature power alarm upper clearance threshold | 1.3.6.1.4.1.3320.10.6.12.1.22 | INTEGER | read to write | Config catv temperature alarm high clear threshold |  | 01degree
23 | onuCatvProfileRowStatus | Enable (with other profiles) | 1.3.6.1.4.1.3320.10.6.12.1.23 | RowStatus(INTEGER) | read to create | onu Catv Profile Row Status
613、onuVoipConfigProfileTable(VOIP Configuration Profile)
1 | onuVoipConfigProfileIndex | Configure template number | 1.3.6.1.4.1.3320.10.6.13.1.1 | INTEGER | read to only | Index of the table, ONU voip configuration profile INDEX 1 |  |  | Index of profile ID
2 | onuVoipConfigProfileName | Configure template name | 1.3.6.1.4.1.3320.10.6.13.1.2 | OCTET STRING | read to write | ONU Voip configuration profile name |  |  | Profile name
3 | onuVoipConfigProfileVoipType | Configure the VOIP protocol type | 1.3.6.1.4.1.3320.10.6.13.1.3 | INTEGER | read to write | VoipType: 1 sip, 2 h248 Default value is 1 | sip(1), h248(2)
4 | onuVoipConfigProfileH248Primarymgc | Configure the preferred MGC (Media Gateway Controller) in the H248 protocol | 1.3.6.1.4.1.3320.10.6.13.1.4 | OCTET STRING | read to write | H248 Primary mgc
5 | onuVoipConfigProfileH248Secondarymgc | Configure the backup MGC (Media Gateway Controller) in h248 protocol | 1.3.6.1.4.1.3320.10.6.13.1.5 | OCTET STRING | read to write | H248 Secondary mgc
6 | onuVoipConfigProfileH248Version | Configure the h 248 protocol version number | 1.3.6.1.4.1.3320.10.6.13.1.6 | INTEGER | read to write | H248 Version: 1 version1, 2 version2, 3 version3, 4 version4 Default value is 1 | version1(1), version2(2), version3(3), version4(4)
7 | onuVoipConfigProfileH248MessageFormat | Configure the message format in the H248 protocol | 1.3.6.1.4.1.3320.10.6.13.1.7 | INTEGER | read to write | H248 Message Format:0 text_long,1 text_short,2 binary | text_long(0), text_short(1), binary(2)
8 | onuVoipConfigProfileH248MaxRetryTime | Configure the maximum transaction retry time in the H248 protocol | 1.3.6.1.4.1.3320.10.6.13.1.8 | INTEGER | read to write | max retry time
9 | onuVoipConfigProfileH248MaxRetryCount | Configure the maximum number of repasses to THE MGC in the H248 protocol | 1.3.6.1.4.1.3320.10.6.13.1.9 | INTEGER | read to write | max retry count
10 | onuVoipConfigProfileSipProxyServer | Configure the SIP proxy server address | 1.3.6.1.4.1.3320.10.6.13.1.10 | OCTET STRING | read to write | sip proxy server
11 | onuVoipConfigProfileSipOutboundProxy | Configure the OUTGOING proxy SERVER address for SIP | 1.3.6.1.4.1.3320.10.6.13.1.11 | OCTET STRING | read to write | sip outbound proxy server
12 | onuVoipConfigProfileSipRegistrarServer | Configure the SIP registry server address | 1.3.6.1.4.1.3320.10.6.13.1.12 | OCTET STRING | read to write | sip registrar server
13 | onuVoipConfigProfileSipPrimaryDns | Configure SIP preferred DNS | 1.3.6.1.4.1.3320.10.6.13.1.13 | INTEGER | read to write | sip primary dns
14 | onuVoipConfigProfileSipSecondaryDns | Configure SIP alternative DNS | 1.3.6.1.4.1.3320.10.6.13.1.14 | INTEGER | read to write | sip secondary dns
15 | onuVoipConfigProfileSipRegExpTime | Configure the SIP registration expiration time | 1.3.6.1.4.1.3320.10.6.13.1.15 | INTEGER | read to write | sip reg exp time |  | Second(s)
16 | onuVoipConfigProfileSipReregistrationTime | Configure the SIP reregister time | 1.3.6.1.4.1.3320.10.6.13.1.16 | INTEGER | read to write | sip reregistration time |  | Second(s)
17 | onuVoipConfigProfileBindIpHostPortId | Configure the IP Host port used by VOIP | 1.3.6.1.4.1.3320.10.6.13.1.17 | INTEGER | read to write | bind ip host port id
18 | onuVoipConfigProfileBindUdpPort | Configure the Udp port number used by VOIP | 1.3.6.1.4.1.3320.10.6.13.1.18 | INTEGER | read to write | bind udp port
19 | onuVoipConfigProfileSoftswitchVendor | Configure the gateway softswitch vendor logo | 1.3.6.1.4.1.3320.10.6.13.1.19 | OCTET STRING | read to write | softswitch vendor
20 | onuVoipConfigProfileMediaFaxMode | Configure message fax mode | 1.3.6.1.4.1.3320.10.6.13.1.20 | INTEGER | read to write | media fax mode:0 passthru 1 t38 | passthru(0), t38(1)
21 | onuVoipConfigProfileMediaCodec | Configure the message codec | 1.3.6.1.4.1.3320.10.6.13.1.21 | INTEGER | read to write | media codec
22 | onuVoipConfigProfileMediaPaketPeriod | Configure the packet selection cycle | 1.3.6.1.4.1.3320.10.6.13.1.22 | INTEGER | read to write | media paket period
23 | onuVoipConfigProfileRtpPortStart | Configure the minimum RTP port number used by VOIP | 1.3.6.1.4.1.3320.10.6.13.1.23 | INTEGER | read to write | rtp port start
24 | onuVoipConfigProfileRtpPortEnd | Configure the maximum RTP port number used by VOIP | 1.3.6.1.4.1.3320.10.6.13.1.24 | INTEGER | read to write | rtp port end
25 | onuVoipConfigProfileRtpDscp | Configure the DSCP value of the output RTP package | 1.3.6.1.4.1.3320.10.6.13.1.25 | INTEGER | read to write | rtp dscp
26 | onuVoipConfigProfileRowStatus |  | 1.3.6.1.4.1.3320.10.6.13.1.26 | RowStatus(INTEGER) | read to create
27 | onuVoipConfigProfileSipHostPartUri | Configure the SIP domain name to which the ONU belongs | 1.3.6.1.4.1.3320.10.6.13.1.27 | OCTET STRING | read to write | sip host part URI
28 | onuVoipConfigProfileVoiceSvcJitterTarget | Configure the jitter target value | 1.3.6.1.4.1.3320.10.6.13.1.28 | INTEGER | read to write | voice service jitter target (1 to 3000 ms)
29 | onuVoipConfigProfileVoiceSvcJitterBuffMax | Configure the jitter buffer maximum | 1.3.6.1.4.1.3320.10.6.13.1.29 | INTEGER | read to write | maximum depth of voice service jitter buffer (1 to 3000 ms)
30 | onuVoipConfigProfileVoiceSvcEchoCancelInd | Configure on/off echo cancellation | 1.3.6.1.4.1.3320.10.6.13.1.30 | INTEGER | read to write | voice service echo cancel ind | off(0), on(1)
31 | onuVoipConfigProfileVoiceSvcHookFlashMinTime | Configure minimum bat fork spring time | 1.3.6.1.4.1.3320.10.6.13.1.31 | INTEGER | read to write | voice service hook flash minimum time (1 to 3000 ms)
32 | onuVoipConfigProfileVoiceSvcHookFlashMaxTime | Configure the maximum bat fork spring time | 1.3.6.1.4.1.3320.10.6.13.1.32 | INTEGER | read to write | voice service hook flash maximum time (1 to 3000 ms)
614、onuSipDialPlanConfigProfileTable(SIP Network Dial Plan Configuration Profile)
1 | onuSipDialPlanConfigProfileIndex1 | Configure template number | 1.3.6.1.4.1.3320.10.6.14.1.1 | INTEGER | read to only | Index of the table, ONU sip dial plan config profile index 1 |  |  | Index of profile ID
2 | onuSipDialPlanConfigProfileIndex2 | Configure template entry number | 1.3.6.1.4.1.3320.10.6.14.1.2 | INTEGER | read to only | Index of the table, ONU sip dial plan config profile index 2 |  |  | Index of entries in profile
3 | onuSipDialPlanConfigProfileName | Configure template name | 1.3.6.1.4.1.3320.10.6.14.1.3 | OCTET STRING | read to write | ONU sip dial plan config profile name
4 | onuSipDialPlanConfigSipDialPlanToken | Configure the dial plan entry | 1.3.6.1.4.1.3320.10.6.14.1.4 | OCTET STRING | read to write | ONU sip dial plan config profile token
5 | onuSipDialPlanConfigProfileRowStatus |  | 1.3.6.1.4.1.3320.10.6.14.1.5 | RowStatus(INTEGER) | read to create
615、onuVEIPConfigProfileTable(VEIPConfiguration Profile)
1 | onuVEIPConfigProfileIndex | Configure template number | 1.3.6.1.4.1.3320.10.6.15.1.1 | INTEGER | read to only | Index of the table, ONU VEIP config profile index |  |  | Index of profile ID
2 | onuVEIPConfigProfileName | Configure template name | 1.3.6.1.4.1.3320.10.6.15.1.2 | OCTET STRING | read to write | ONU VEIP config profile name
3 | onuVEIPConfigProfileMgmtBindIpHostPort | Ip to Host port bound to VEIP | 1.3.6.1.4.1.3320.10.6.15.1.3 | INTEGER | read to write | ONU VEIP config bind ip to host port0 means unbind | 0 to 8
4 | onuVEIPConfigProfileTr069Url | The URL address of TR to 069 | 1.3.6.1.4.1.3320.10.6.15.1.4 | OCTET STRING | read to write | ONU VEIP config Tr to 069 Url | SIZE(1 to 128)
5 | onuVEIPConfigProfileTr069Username | Tr to 069 user name | 1.3.6.1.4.1.3320.10.6.15.1.5 | OCTET STRING | read to write | ONU VEIP config Tr to 069 Username | SIZE(1 to 25)
6 | onuVEIPConfigProfileTr069Password | Tr to 069 password | 1.3.6.1.4.1.3320.10.6.15.1.6 | OCTET STRING | read to write | ONU VEIP config Tr to 069 password | SIZE(1 to 25)
7 | onuVEIPConfigProfileRowStatus | Row status | 1.3.6.1.4.1.3320.10.6.15.1.7 | RowStatus(INTEGER) | read to create
71、nmsGponOltPerfStatGlobalSet(Global History State Statistics Settings)
1 | perfStat15MinMaxRecord |  | 1.3.6.1.4.1.3320.10.7.1.1 | INTEGER | read to write | Performance Statistics for 15 minutes of maximal record number | 1 to 96
2 | perfStat24HourMaxRecord |  | 1.3.6.1.4.1.3320.10.7.1.2 | INTEGER | read to write | Performance Statistics for 24 hours of maximal record number | 1 to 7
72、nmsGponOltPerfStatPortTable(Port History State Statistics)
1 | perfStatIfIndex |  | 1.3.6.1.4.1.3320.10.7.2.1.1 | INTEGER | read to only | Index of the table, GPON port index |  |  | Index of port diID number
2 | perfStat15MinEnable |  | 1.3.6.1.4.1.3320.10.7.2.1.2 | INTEGER | read to write | GPON OLT port performance statistics for 15 minutes switch: 1 Enabled, 2 Disabled Default value is 2 | enable(1), disable(2)
3 | perfStat24HourEnable |  | 1.3.6.1.4.1.3320.10.7.2.1.3 | INTEGER | read to write | GPON OLT port performance statistics for 24 hours switch: 1 Enabled, 2 Disabled Default value is 2 | enable(1), disable(2)
73、nmsGponOltPerfStatCurTable(Current State Statistics)
1 | curStatsIfIndex |  | 1.3.6.1.4.1.3320.10.7.3.1.1 | INTEGER | read to only | Index of the table, GPON port index |  |  | Index of port diID number
2 | curStatsInOctets |  | 1.3.6.1.4.1.3320.10.7.3.1.2 | Counter64 | read to only | Port current statistics of In Octets
3 | curStatsInPkts |  | 1.3.6.1.4.1.3320.10.7.3.1.3 | Counter64 | read to only | Port current statistics of In Pkts
4 | curStatsInBroadcastPkts |  | 1.3.6.1.4.1.3320.10.7.3.1.4 | Counter64 | read to only | Port current statistics of In broadcasting Pkts
5 | curStatsInMulticastPkts |  | 1.3.6.1.4.1.3320.10.7.3.1.5 | Counter64 | read to only | Port current statistics of In multicast Pkts
6 | curStatsInPkts64Octets |  | 1.3.6.1.4.1.3320.10.7.3.1.6 | Counter64 | read to only | Port current statistics of In Pkts for 64 Octets
7 | curStatsInPkts65to127Octets |  | 1.3.6.1.4.1.3320.10.7.3.1.7 | Counter64 | read to only | Port current statistics of In Pkts from 65 to 127 Octets
8 | curStatsInPkts128to255Octets |  | 1.3.6.1.4.1.3320.10.7.3.1.8 | Counter64 | read to only | Port current statistics of In Pkts from 128 to 255 Octets
9 | curStatsInPkts256to511Octets |  | 1.3.6.1.4.1.3320.10.7.3.1.9 | Counter64 | read to only | Port current statistics of In Pkts from 256 to 511 Octets
10 | curStatsInPkts512to1023Octets |  | 1.3.6.1.4.1.3320.10.7.3.1.10 | Counter64 | read to only | Port current statistics of In Pkts from 511 to 1023 Octets
11 | curStatsInPkts1024to1518Octets |  | 1.3.6.1.4.1.3320.10.7.3.1.11 | Counter64 | read to only | Port current statistics of In Pkts from 1024 to 1518 Octets
12 | curStatsInPkts1519toMaxOctets |  | 1.3.6.1.4.1.3320.10.7.3.1.12 | Counter64 | read to only | Port current statistics of In Pkts from 1519 to maximal Octets
13 | curStatsInUndersizePks |  | 1.3.6.1.4.1.3320.10.7.3.1.13 | Counter64 | read to only | Port current statistics of undersize Pkts
14 | curStatsInOversizePks |  | 1.3.6.1.4.1.3320.10.7.3.1.14 | Counter64 | read to only | Port current statistics of oversize Pkts
15 | curStatsInFragments |  | 1.3.6.1.4.1.3320.10.7.3.1.15 | Counter64 | read to only | Port current statistics of in fragments
16 | curStatsInCRCErrorPkts |  | 1.3.6.1.4.1.3320.10.7.3.1.16 | Counter64 | read to only | Port current statistics of in CRC error Pkts
17 | curStatsInDropEvents |  | 1.3.6.1.4.1.3320.10.7.3.1.17 | Counter64 | read to only | Port current statistics of in drop events
18 | curStatsInJabbers |  | 1.3.6.1.4.1.3320.10.7.3.1.18 | Counter64 | read to only | Port current statistics of in jabbers
19 | curStatsOutOctets |  | 1.3.6.1.4.1.3320.10.7.3.1.19 | Counter64 | read to only | Port current statistics of out octets
20 | curStatsOutPkts |  | 1.3.6.1.4.1.3320.10.7.3.1.20 | Counter64 | read to only | Port current statistics of out pkts
21 | curStatsOutBroadcastPkts |  | 1.3.6.1.4.1.3320.10.7.3.1.21 | Counter64 | read to only | Port current statistics of Out broadcasting Pkts
22 | curStatsOutMulticastPkts |  | 1.3.6.1.4.1.3320.10.7.3.1.22 | Counter64 | read to only | Port current statistics of Out multicast Pkts
23 | curStatsOutPkts64Octets |  | 1.3.6.1.4.1.3320.10.7.3.1.23 | Counter64 | read to only | Port current statistics of Out Pkts for 64 Octets
24 | curStatsOutPkts65to127Octets |  | 1.3.6.1.4.1.3320.10.7.3.1.24 | Counter64 | read to only | Port current statistics of Out Pkts from 65 to 127 Octets
25 | curStatsOutPkts128to255Octets |  | 1.3.6.1.4.1.3320.10.7.3.1.25 | Counter64 | read to only | Port current statistics of Out Pkts from 128 to 255 Octets
26 | curStatsOutPkts256to511Octets |  | 1.3.6.1.4.1.3320.10.7.3.1.26 | Counter64 | read to only | Port current statistics of Out Pkts from 256 to 511 Octets
27 | curStatsOutPkts512to1023Octets |  | 1.3.6.1.4.1.3320.10.7.3.1.27 | Counter64 | read to only | Port current statistics of Out Pkts from 511 to 1023 Octets
28 | curStatsOutPkts1024to1518Octets |  | 1.3.6.1.4.1.3320.10.7.3.1.28 | Counter64 | read to only | Port current statistics of Out Pkts from 1024 to 1518 Octets
29 | curStatsOutPkts1519toMaxOctets |  | 1.3.6.1.4.1.3320.10.7.3.1.29 | Counter64 | read to only | Port current statistics of Out Pkts from 1519 to maximal Octets
30 | curStatsOutOversizePks |  | 1.3.6.1.4.1.3320.10.7.3.1.30 | Counter64 | read to only | Port current statistics of oversize Pkts
31 | curStatsOutDiscardPkts |  | 1.3.6.1.4.1.3320.10.7.3.1.31 | Counter64 | read to only | Port current statistics of discard Pkts
32 | curStatsOutCollision |  | 1.3.6.1.4.1.3320.10.7.3.1.32 | Counter64 | read to only | Port current statistics of Out Collision
33 | curStatsStatusAndAction |  | 1.3.6.1.4.1.3320.10.7.3.1.33 | INTEGER | read to write | Port current statistics status and action | none(1), clear(2)
74、nmsGponOltPerfStat15MinTable(15Min State Statistics)
1 | stats15IfIndex |  | 1.3.6.1.4.1.3320.10.7.4.1.1 | INTEGER | read to only | Index of the table, GPON port index |  |  | Index of port diID number
2 | stats15Index |  | 1.3.6.1.4.1.3320.10.7.4.1.2 | INTEGER | read to only | Index of the table, index value for each port |  |  | Index of 15 to minute statistical period
3 | stats15InOctets |  | 1.3.6.1.4.1.3320.10.7.4.1.3 | Counter64 | read to only | Port 15 minutes statistics of In Octets
4 | stats15InPkts |  | 1.3.6.1.4.1.3320.10.7.4.1.4 | Counter64 | read to only | Port 15 minutes statistics of In Pkts
5 | stats15InBroadcastPkts |  | 1.3.6.1.4.1.3320.10.7.4.1.5 | Counter64 | read to only | Port 15 minutes statistics of In broadcasting Pkts
6 | stats15InMulticastPkts |  | 1.3.6.1.4.1.3320.10.7.4.1.6 | Counter64 | read to only | Port 15 minutes statistics of In multicast Pkts
7 | stats15InPkts64Octets |  | 1.3.6.1.4.1.3320.10.7.4.1.7 | Counter64 | read to only | Port 15 minutes statistics of In Pkts for 64 Octets
8 | stats15InPkts65to127Octets |  | 1.3.6.1.4.1.3320.10.7.4.1.8 | Counter64 | read to only | Port 15 minutes statistics of In Pkts from 65 to 127 Octets
9 | stats15InPkts128to255Octets |  | 1.3.6.1.4.1.3320.10.7.4.1.9 | Counter64 | read to only | Port 15 minutes statistics of In Pkts from 128 to 255 Octets
10 | stats15InPkts256to511Octets |  | 1.3.6.1.4.1.3320.10.7.4.1.10 | Counter64 | read to only | Port 15 minutes statistics of In Pkts from 256 to 511 Octets
11 | stats15InPkts512to1023Octets |  | 1.3.6.1.4.1.3320.10.7.4.1.11 | Counter64 | read to only | Port 15 minutes statistics of In Pkts from 511 to 1023 Octets
12 | stats15InPkts1024to1518Octets |  | 1.3.6.1.4.1.3320.10.7.4.1.12 | Counter64 | read to only | Port 15 minutes statistics of In Pkts from 1024 to 1518 Octets
13 | stats15InPkts1519toMaxOctets |  | 1.3.6.1.4.1.3320.10.7.4.1.13 | Counter64 | read to only | Port 15 minutes statistics of In Pkts from 1519 to maximal Octets
14 | stats15InUndersizePks |  | 1.3.6.1.4.1.3320.10.7.4.1.14 | Counter64 | read to only | Port 15 minutes statistics of undersize Pkts
15 | stats15InOversizePks |  | 1.3.6.1.4.1.3320.10.7.4.1.15 | Counter64 | read to only | Port 15 minutes statistics of oversize Pkts
16 | stats15InFragments |  | 1.3.6.1.4.1.3320.10.7.4.1.16 | Counter64 | read to only | Port 15 minutes statistics of in fragments
17 | stats15InCRCErrorPkts |  | 1.3.6.1.4.1.3320.10.7.4.1.17 | Counter64 | read to only | Port 15 minutes statistics of in CRC error Pkts
18 | stats15InDropEvents |  | 1.3.6.1.4.1.3320.10.7.4.1.18 | Counter64 | read to only | Port 15 minutes statistics of in drop events
19 | stats15InJabbers |  | 1.3.6.1.4.1.3320.10.7.4.1.19 | Counter64 | read to only | Port 15 minutes statistics of in jabbers
20 | stats15OutOctets |  | 1.3.6.1.4.1.3320.10.7.4.1.20 | Counter64 | read to only | Port 15 minutes statistics of out octets
21 | stats15OutPkts |  | 1.3.6.1.4.1.3320.10.7.4.1.21 | Counter64 | read to only | Port 15 minutes statistics of out pkts
22 | stats15OutBroadcastPkts |  | 1.3.6.1.4.1.3320.10.7.4.1.22 | Counter64 | read to only | Port 15 minutes statistics of Out broadcasting Pkts
23 | stats15OutMulticastPkts |  | 1.3.6.1.4.1.3320.10.7.4.1.23 | Counter64 | read to only | Port 15 minutes statistics of Out multicast Pkts
24 | stats15OutPkts64Octets |  | 1.3.6.1.4.1.3320.10.7.4.1.24 | Counter64 | read to only | Port 15 minutes statistics of Out Pkts for 64 Octets
25 | stats15OutPkts65to127Octets |  | 1.3.6.1.4.1.3320.10.7.4.1.25 | Counter64 | read to only | Port 15 minutes statistics of Out Pkts from 65 to 127 Octets
26 | stats15OutPkts128to255Octets |  | 1.3.6.1.4.1.3320.10.7.4.1.26 | Counter64 | read to only | Port 15 minutes statistics of Out Pkts from 128 to 255 Octets
27 | stats15OutPkts256to511Octets |  | 1.3.6.1.4.1.3320.10.7.4.1.27 | Counter64 | read to only | Port 15 minutes statistics of Out Pkts from 256 to 511 Octets
28 | stats15OutPkts512to1023Octets |  | 1.3.6.1.4.1.3320.10.7.4.1.28 | Counter64 | read to only | Port 15 minutes statistics of Out Pkts from 511 to 1023 Octets
29 | stats15OutPkts1024to1518Octets |  | 1.3.6.1.4.1.3320.10.7.4.1.29 | Counter64 | read to only | Port 15 minutes statistics of Out Pkts from 1024 to 1518 Octets
30 | stats15OutPkts1519toMaxOctets |  | 1.3.6.1.4.1.3320.10.7.4.1.30 | Counter64 | read to only | Port 15 minutes statistics of Out Pkts from 1519 to maximal Octets
31 | stats15OutOversizePks |  | 1.3.6.1.4.1.3320.10.7.4.1.31 | Counter64 | read to only | Port 15 minutes statistics of oversize Pkts
32 | stats15OutDiscardPkts |  | 1.3.6.1.4.1.3320.10.7.4.1.32 | Counter64 | read to only | Port 15 minutes statistics of discard Pkts
33 | stats15OutCollision |  | 1.3.6.1.4.1.3320.10.7.4.1.33 | Counter64 | read to only | Port 15 minutes statistics of Out Collision
34 | stats15ElapsedTime |  | 1.3.6.1.4.1.3320.10.7.4.1.34 | INTEGER | read to only | Port 15 minutes statistics of elapsed time
35 | stats15EndTime |  | 1.3.6.1.4.1.3320.10.7.4.1.35 | DateAndTime(OCTET STRING) | read to only | Port 15 minutes statistics of end time
36 | stats15StatusAndAction |  | 1.3.6.1.4.1.3320.10.7.4.1.36 | INTEGER | read to write | Port 15 minutes statistics status and action | none(1), clear(2)
75、nmsGponOltPerfStat24HourTable(24Hours State Statistics)
1 | stats24IfIndex |  | 1.3.6.1.4.1.3320.10.7.5.1.1 | INTEGER | read to only | Index of the table, GPON port index |  |  | Index of port diID number
2 | stats24Index |  | 1.3.6.1.4.1.3320.10.7.5.1.2 | INTEGER | read to only | Index of the table, index value for each port |  |  | Index of 24 to hour statistical time period
3 | stats24InOctets |  | 1.3.6.1.4.1.3320.10.7.5.1.3 | Counter64 | read to only | Port 24 hours statistics of In Octets
4 | stats24InPkts |  | 1.3.6.1.4.1.3320.10.7.5.1.4 | Counter64 | read to only | Port 24 hours statistics of In Pkts
5 | stats24InBroadcastPkts |  | 1.3.6.1.4.1.3320.10.7.5.1.5 | Counter64 | read to only | Port 24 hours statistics of In broadcasting Pkts
6 | stats24InMulticastPkts |  | 1.3.6.1.4.1.3320.10.7.5.1.6 | Counter64 | read to only | Port 24 hours statistics of In multicast Pkts
7 | stats24InPkts64Octets |  | 1.3.6.1.4.1.3320.10.7.5.1.7 | Counter64 | read to only | Port 24 hours statistics of In Pkts for 64 Octets
8 | stats24InPkts65to127Octets |  | 1.3.6.1.4.1.3320.10.7.5.1.8 | Counter64 | read to only | Port 24 hours statistics of In Pkts from 65 to 127 Octets
9 | stats24InPkts128to255Octets |  | 1.3.6.1.4.1.3320.10.7.5.1.9 | Counter64 | read to only | Port 24 hours statistics of In Pkts from 128 to 255 Octets
10 | stats24InPkts256to511Octets |  | 1.3.6.1.4.1.3320.10.7.5.1.10 | Counter64 | read to only | Port 24 hours statistics of In Pkts from 256 to 511 Octets
11 | stats24InPkts512to1023Octets |  | 1.3.6.1.4.1.3320.10.7.5.1.11 | Counter64 | read to only | Port 24 hours statistics of In Pkts from 511 to 1023 Octets
12 | stats24InPkts1024to1518Octets |  | 1.3.6.1.4.1.3320.10.7.5.1.12 | Counter64 | read to only | Port 24 hours statistics of In Pkts from 1024 to 1518 Octets
13 | stats24InPkts1519toMaxOctets |  | 1.3.6.1.4.1.3320.10.7.5.1.13 | Counter64 | read to only | Port 24 hours statistics of In Pkts from 1519 to maximal Octets
14 | stats24InUndersizePks |  | 1.3.6.1.4.1.3320.10.7.5.1.14 | Counter64 | read to only | Port 24 hours statistics of undersize Pkts
15 | stats24InOversizePks |  | 1.3.6.1.4.1.3320.10.7.5.1.15 | Counter64 | read to only | Port 24 hours statistics of oversize Pkts
16 | stats24InFragments |  | 1.3.6.1.4.1.3320.10.7.5.1.16 | Counter64 | read to only | Port 24 hours statistics of in fragments
17 | stats24InCRCErrorPkts |  | 1.3.6.1.4.1.3320.10.7.5.1.17 | Counter64 | read to only | Port 24 hours statistics of in CRC error Pkts
18 | stats24InDropEvents |  | 1.3.6.1.4.1.3320.10.7.5.1.18 | Counter64 | read to only | Port 24 hours statistics of in drop events
19 | stats24InJabbers |  | 1.3.6.1.4.1.3320.10.7.5.1.19 | Counter64 | read to only | Port 24 hours statistics of in jabbers
20 | stats24OutOctets |  | 1.3.6.1.4.1.3320.10.7.5.1.20 | Counter64 | read to only | Port 24 hours statistics of out octets
21 | stats24OutPkts |  | 1.3.6.1.4.1.3320.10.7.5.1.21 | Counter64 | read to only | Port 24 hours statistics of out pkts
22 | stats24OutBroadcastPkts |  | 1.3.6.1.4.1.3320.10.7.5.1.22 | Counter64 | read to only | Port 24 hours statistics of Out broadcasting Pkts
23 | stats24OutMulticastPkts |  | 1.3.6.1.4.1.3320.10.7.5.1.23 | Counter64 | read to only | Port 24 hours statistics of Out multicast Pkts
24 | stats24OutPkts64Octets |  | 1.3.6.1.4.1.3320.10.7.5.1.24 | Counter64 | read to only | Port 24 hours statistics of Out Pkts for 64 Octets
25 | stats24OutPkts65to127Octets |  | 1.3.6.1.4.1.3320.10.7.5.1.25 | Counter64 | read to only | Port 24 hours statistics of Out Pkts from 65 to 127 Octets
26 | stats24OutPkts128to255Octets |  | 1.3.6.1.4.1.3320.10.7.5.1.26 | Counter64 | read to only | Port 24 hours statistics of Out Pkts from 128 to 255 Octets
27 | stats24OutPkts256to511Octets |  | 1.3.6.1.4.1.3320.10.7.5.1.27 | Counter64 | read to only | Port 24 hours statistics of Out Pkts from 256 to 511 Octets
28 | stats24OutPkts512to1023Octets |  | 1.3.6.1.4.1.3320.10.7.5.1.28 | Counter64 | read to only | Port 24 hours statistics of Out Pkts from 511 to 1023 Octets
29 | stats24OutPkts1024to1518Octets |  | 1.3.6.1.4.1.3320.10.7.5.1.29 | Counter64 | read to only | Port 24 hours statistics of Out Pkts from 1024 to 1518 Octets
30 | stats24OutPkts1519toMaxOctets |  | 1.3.6.1.4.1.3320.10.7.5.1.30 | Counter64 | read to only | Port 24 hours statistics of Out Pkts from 1519 to maximal Octets
31 | stats24OutOversizePks |  | 1.3.6.1.4.1.3320.10.7.5.1.31 | Counter64 | read to only | Port 24 hours statistics of oversize Pkts
32 | stats24OutDiscardPkts |  | 1.3.6.1.4.1.3320.10.7.5.1.32 | Counter64 | read to only | Port 24 hours statistics of discard Pkts
33 | stats24OutCollision |  | 1.3.6.1.4.1.3320.10.7.5.1.33 | Counter64 | read to only | Port 24 hours statistics of Out Collision
34 | stats24ElapsedTime |  | 1.3.6.1.4.1.3320.10.7.5.1.34 | INTEGER | read to only | Port 24 hours statistics of elapsed time
35 | stats24EndTime |  | 1.3.6.1.4.1.3320.10.7.5.1.35 | DateAndTime(OCTET STRING) | read to only | Port 24 hours statistics of end time
36 | stats24StatusAndAction |  | 1.3.6.1.4.1.3320.10.7.5.1.36 | INTEGER | read to write | Port 24 hours statistics status and action | none(1), clear(2)
81、gponIgmpGlobalConfigTable(IGMP Global Configuration)
1 | gponIgmpDeviceIndex |  | 1.3.6.1.4.1.3320.10.8.1.1.1 | INTEGER | not to accessible | index of device For OLT, set to corresponding device, For ONU, set to 0 |  |  | Index of port diID number
2 | gponIgmpMode |  | 1.3.6.1.4.1.3320.10.8.1.1.2 | INTEGER | read to write | IGMP working mode default:disabled | proxy(1), controlled(2), disabled(3), snooping(4)
3 | gponIgmpRouterAgeingTime |  | 1.3.6.1.4.1.3320.10.8.1.1.3 | INTEGER | read to write | Router aging time, unit is second This is used for sending general query
4 | gponIgmpRouterResponseTime |  | 1.3.6.1.4.1.3320.10.8.1.1.4 | INTEGER | read to write | router response time Unit is second This is used for sending general query
5 | gponIgmpRobust |  | 1.3.6.1.4.1.3320.10.8.1.1.5 | INTEGER | read to write | Robust variable This is used for sending general query No less than 1
6 | gponIgmpCTCVlan |  | 1.3.6.1.4.1.3320.10.8.1.1.6 | INTEGER | read to write | CTC VID
7 | gponIgmpProxyVlan |  | 1.3.6.1.4.1.3320.10.8.1.1.7 | INTEGER | read to write | Proxy VID
8 | gponIgmpCTCMode |  | 1.3.6.1.4.1.3320.10.8.1.1.8 | INTEGER | read to write | CTC mode default:disable | enable(1), disable(2)
82、gponIgmpXlateTable(IGMP Translation Table)
1 | gponIgmpXlateIndex |  | 1.3.6.1.4.1.3320.10.8.2.1.1 | INTEGER | not to accessible | index | 1 to 2000 |  | Index of translation entry sequnce number
2 | gponIgmpXlateMulticastVID |  | 1.3.6.1.4.1.3320.10.8.2.1.2 | INTEGER | read to create | Xlate vs VID | 1 to 4093
3 | gponIgmpXlateMulticastIPAddress | Multicast IP of Xlate | 1.3.6.1.4.1.3320.10.8.2.1.3 | IpAddress | read to create | Xlate的Multicast IP
4 | gponIgmpXlateRowStatus | Row status | 1.3.6.1.4.1.3320.10.8.2.1.4 | RowStatus(INTEGER) | read to create | Row status
83、gponIgmpForwardingTable(IGMP Forwarding Table)
1 | gponIgmpGroupIndex |  | 1.3.6.1.4.1.3320.10.8.3.1.1 | INTEGER | not to accessible | index |  |  | Index of multicast group sequnce number
2 | gponIgmpGroupVID | Multicast group vlan | 1.3.6.1.4.1.3320.10.8.3.1.2 | INTEGER | not to accessible | Group vs VID
3 | gponIgmpGroupIPAddress | Multicast group address | 1.3.6.1.4.1.3320.10.8.3.1.3 | IpAddress | not to accessible | Group IP address
4 | gponIgmpGroupPortList | Multicast group port list | 1.3.6.1.4.1.3320.10.8.3.1.4 | OCTET STRING | read to only | Forwarding port list 1 OLT to to to to to to to to to to to to to to to to to to to to to to to to to to to to to to to to to to to to to to to to to to to to to to to to to to to to to to to to to to to to to to to to to to to It is presented by member port list Each member port is identified by 4 to byte format, same as TC of EponDeviceIndex The actual length of this string depends of the number of member ports in the port list The relationship is: Length of the string = 4 * (NUM of member ports) For example, if device 1, port 1/2 and 2/3 is the member ports, then this object will be presented as: 01 01 02 00 01 02 03 00 2 ONU to to to to to to to to to to to to to to to to to to to to to to to to to to to to to to to to to to to to to to to to to to to to to to to to to to to to to to to to to to to to to to to to to to to It is presented by member port list Each member port is identified by 2 to byte format, One for slot ID, the last for port ID The actual length of this string depends of the number of member ports If the ONU is fixed (not modulized), set slot ID to 0, the NMS could ignore the slot info Note that, slot here shall follow the last byte definition of EponCardIndex to indicate the main to slot and sub to slot index The relationship is: Length of the string = 2 * (NUM of member ports) For example, if port 1/2 and 3/4 is the member ports of the group, then the object is presented as: 01 02 03 04
5 | gponIgmpGroupMode | 组播组模式 | 1.3.6.1.4.1.3320.10.8.3.1.5 | INTEGER | not to accessible | mode 0 static add 1 igmp learning | learning(1), static(0)
91、TemplateTable(Template Table)
1 | templateName | The name of the template | 1.3.6.1.4.1.3320.10.9.1.1.1 | OCTET STRING | read to only |  | SIZE(0 to 20) |  | Index of template name
2 | cmdCount | Order quantity | 1.3.6.1.4.1.3320.10.9.1.1.2 | Integer32 | read to only
3 | templateRowStatus |  | 1.3.6.1.4.1.3320.10.9.1.1.3 | RowStatus(INTEGER) | read to create
92、TemplateItemTable(Template Item Table)
1 | templateItemName | Template entry name | 1.3.6.1.4.1.3320.10.9.2.1.1 | OCTET STRING | read to only |  | SIZE(0 to 20) |  | Index of template item name
2 | templateItemIndex | Template entry index | 1.3.6.1.4.1.3320.10.9.2.1.2 | Integer32 | read to only |  | 1 to 65536 |  | Index of template item
3 | templateItemStr | Template entry string | 1.3.6.1.4.1.3320.10.9.2.1.3 | OCTET STRING | read to write
4 | templateItemRowStatus |  | 1.3.6.1.4.1.3320.10.9.2.1.4 | RowStatus(INTEGER) | read to create
93、templateApplyTable(Template Apply Table)
1 | ponIndex | PON port index | 1.3.6.1.4.1.3320.10.9.3.1.1 | Integer32 | read to only |  | 1 to 65536 |  | Index of PON port diID number
2 | templateApplyName | Apply name of the template | 1.3.6.1.4.1.3320.10.9.3.1.2 | OCTET STRING | read to only |  | SIZE(0 to 20)
3 | llidBitstring | ONU sequence number of applied template | 1.3.6.1.4.1.3320.10.9.3.1.3 | OCTET STRING | read to only |  | SIZE (8)
4 | templateParameters | Parameter of applied template | 1.3.6.1.4.1.3320.10.9.3.1.4 | OCTET STRING | read to write | Parameter string, the maximal length is 200
5 | templateApplyRowstatus |  | 1.3.6.1.4.1.3320.10.9.3.1.5 | RowStatus(INTEGER) | read to create | row status
101、onuVideoPortConfigTable(Video Port Configuration)
1 | onuVideoPortConfigDeviceIndex | ONU Index of Video port | 1.3.6.1.4.1.3320.10.10.1.1.1 | INTEGER | read to only | Index of the table, ONU port index |  |  | Index of ONU port diID number
2 | onuVideoPortConfigPortIndex | Video port index | 1.3.6.1.4.1.3320.10.10.1.1.2 | INTEGER | read to only | Index of the table, video port index |  |  | Index of Video port sequnce number
3 | onuVideoPortConfigAdminState | Admin State | 1.3.6.1.4.1.3320.10.10.1.1.3 | INTEGER | read to write | 1 to No shutdown 2 to Shutdown | no to shutdown(1), shutdown(2)
4 | onuVideoPortConfigCatvProfileID | CatvProfileID | 1.3.6.1.4.1.3320.10.10.1.1.4 | INTEGER | read to write | It points to the associated Catv profile 0 means cancel profile config
5 | onuVideoPortConfigRowStatus | Do not use (3, 4 arbitrarily configured) | 1.3.6.1.4.1.3320.10.10.1.1.5 | RowStatus(INTEGER) | read to create
102、onuVideoPortCatvAlarmTrap(Video Port Alarm Trap)
1 | onuVideoPortCatvAlarmStatus |  | 1.3.6.1.4.1.3320.10.10.2.1 | INTEGER | read to only | 1 Alarm 2 Clear | alarm(1), clear(2)
2 | onuVideoPortCatvAlarmType |  | 1.3.6.1.4.1.3320.10.10.2.2 | INTEGER | read to only | Alarm Type: 1 to to InputLow; 2 to to InputHigh; 3 to to OutputLow; 4 to to OutputHigh; 5 to to VoltageLow; 6 to to VoltageHigh; 7 to to TemperatureLow; 8 to to TemperatureHigh | inputlow(1), inputhigh(2), outputlow(3), outputhigh(4), voltagelow(5), voltagehigh(6), temperaturelow(7), temperaturehigh(8),
3 | onuVideoPortCatvAlarmNotification |  | 1.3.6.1.4.1.3320.10.10.2.3 |  |  | The agent generates this notification when alarm was triggered Object: 1 gponOltPsgStatusIfIndex 2 gponOltPsgStatusSlot 3 gponOltPsgStatusSequence 4 ifDescr 5 gponOltPsgStatusCurrentActiveIfIndex 6 gponOltPsgStatusCurrentStandbyIfIndex |  |  | Object: 1Interface Index 2Interface Describe 3Serial Number 4Video Port(13614133201010112) 5Alarm Type(1361413320101022) 6Alarm Status(1361413320101021)
103、onuVideoPortCatvInfoTable(ONU Video Port Basic Information)
1 | onuVideoPortCatvInfoDeviceIndex |  | 1.3.6.1.4.1.3320.10.10.3.1.1 | INTEGER | read to only | Index of the table, ONU port index |  |  | Index of ONU port diID number
2 | onuVideoPortCatvInfoPortIndex |  | 1.3.6.1.4.1.3320.10.10.3.1.2 | INTEGER | read to only | Index of the table, video port index |  |  | Index of Catv port sequnce number
3 | onuVideoPortCatvInfoTemperature | Temperature | 1.3.6.1.4.1.3320.10.10.3.1.3 | INTEGER | read to only |  |  | 01degree
4 | onuVideoPortCatvInfoVoltage | Voltage | 1.3.6.1.4.1.3320.10.10.3.1.4 | INTEGER | read to only |  |  | 01V
5 | onuVideoPortCatvInfoRxPower | Input optical power | 1.3.6.1.4.1.3320.10.10.3.1.5 | INTEGER | read to only |  |  | 01dBm
6 | onuVideoPortCatvInfoTxVoltage | Output Voltage | 1.3.6.1.4.1.3320.10.10.3.1.6 | INTEGER | read to only |  |  | 01dBuV
111、onuWanPortConfigTable(Wan Port Basic Configuration)
1 | onuWanPortConfigDeviceIndex |  | 1.3.6.1.4.1.3320.10.11.1.1.1 | INTEGER | read to only | Index of the table, ONU port index |  |  | Index of ONU port diID number
2 | onuWanPortConfigPortIndex |  | 1.3.6.1.4.1.3320.10.11.1.1.2 | INTEGER | read to only | Index of the table, wan port index |  |  | Index of Wan port sequnce number
3 | onuWanPortConfigAdminState | Admin State | 1.3.6.1.4.1.3320.10.11.1.1.3 | INTEGER | read to write | 1 to Enable;2 to Disable | enable(1), disable(2)
4 | onuWanPortConfigLinkStatus | Wan port connection status | 1.3.6.1.4.1.3320.10.11.1.1.4 | INTEGER | read to only | 1 to UP 2 to DOWN | up(1), down(2)
5 | onuWanPortConfigNat | Wan port NAT service status | 1.3.6.1.4.1.3320.10.11.1.1.5 | INTEGER | read to write | 1 to Enable;2 to Disable | enable(1), disable(2)
6 | onuWanPortConfigMtu | Wan MTU value | 1.3.6.1.4.1.3320.10.11.1.1.6 | INTEGER | read to write | MTU(1 to 65535)
7 | onuWanPortConfigDialOnDemandTimeout | Wan port dial request timeout time | 1.3.6.1.4.1.3320.10.11.1.1.7 | INTEGER | read to write | On demand timeout 0 to 65535: 0 to to dial always 1 to 65535 to to dial on demand |  | Second(s)
8 | onuWanPortConfigAutoGetAddress | Wan port automatically gets IP address status | 1.3.6.1.4.1.3320.10.11.1.1.8 | INTEGER | read to write | 1 to Enable;2 to Disable | enable(1), disable(2)
9 | onuWanPortConfigConnectionType | Wan port connection type | 1.3.6.1.4.1.3320.10.11.1.1.9 | INTEGER | read to write | Connection Type: 1 to to bridge 2 to to DHCP 3 to to static 4 to to PPPOE 5 to to PPPOE_bridge 6 to to PPPOE_mix | bridge(1), dhcp(2), static(3), pppoe(4), pppoe_bridge(5), pppoe_mix(6)
10 | onuWanPortConfigRowStatus |  | 1.3.6.1.4.1.3320.10.11.1.1.10 | RowStatus(INTEGER) | read to create |  |  |  | Enable row status
11 | onuWanPortConfigipVersion | Wan port IP protocol version | 1.3.6.1.4.1.3320.10.11.1.1.11 | INTEGER | read to write | 1 to ipv4;2 to ipv6;3 to ipv4/ipv6 | ipv4(1), ipv6(2), ipv4/ipv6(3)
12 | onuWanPortConfigautoGetIpv6Address | Wan port auDHCP IPv6 address status | 1.3.6.1.4.1.3320.10.11.1.1.12 | INTEGER | read to write | 1 to Enable;2 to Disable | enable(1), disable(2)
13 | onuWanPortConfigdhcpv6PrefixDelegation | Wan port DHCPv6 prefix proxy status | 1.3.6.1.4.1.3320.10.11.1.1.13 | INTEGER | read to write | 1 to Enable;2 to Disable | enable(1), disable(2)
14 | onuWanPortConfigautoGetDnsAddress | Wan portDHCP DNS address status | 1.3.6.1.4.1.3320.10.11.1.1.14 | INTEGER | read to write | 1 to Enable;2 to Disable | enable(1), disable(2)
15 | onuWanPortConfiglanDhcp | Wan port LAN DHCP service status | 1.3.6.1.4.1.3320.10.11.1.1.15 | INTEGER | read to write | 1 to Enable;2 to Disable | enable(1), disable(2)
112、onuWanPortConfigLinkTable(Wan Port Connection Configuration)
1 | onuWanPortConfigLinkDeviceIndex |  | 1.3.6.1.4.1.3320.10.11.2.1.1 | INTEGER | read to only | Index of the table, ONU port index |  |  | Index of ONU port diID number
2 | onuWanPortConfigLinkPortIndex |  | 1.3.6.1.4.1.3320.10.11.2.1.2 | INTEGER | read to only | Index of the table, wan port index |  |  | Index of Wan port sequnce number
3 | onuWanPortConfigLinkServiceTypeInternet | Wan port service type | 1.3.6.1.4.1.3320.10.11.2.1.3 | INTEGER | read to write | Internet Service Type: 1 to to Enable 2 to to Disable | enable(1), disable(2) |  | Optional attribute
4 | onuWanPortConfigLinkServiceTypeVoip | Wan port service type | 1.3.6.1.4.1.3320.10.11.2.1.4 | INTEGER | read to write | Voip Service Type: 1 to to Enable 2 to to Disable | enable(1), disable(2) |  | Optional attribute
5 | onuWanPortConfigLinkServiceTypeTr069 | Wan port service type | 1.3.6.1.4.1.3320.10.11.2.1.5 | INTEGER | read to write | Tr069 Service Type: 1 to to Enable 2 to to Disable | enable(1), disable(2) |  | Optional attribute
6 | onuWanPortConfigLinkServiceTypeOther | Wan port service type | 1.3.6.1.4.1.3320.10.11.2.1.6 | INTEGER | read to write | Other Service Type: 1 to to Enable 2 to to Disable | enable(1), disable(2) |  | Optional attribute
7 | onuWanPortConfigLinkRowStatus |  | 1.3.6.1.4.1.3320.10.11.2.1.7 | RowStatus(INTEGER) | read to create |  |  |  | Enabled
113、onuWanPortConfigIpTable(Wan Port IP Configuration)
1 | onuWanPortConfigIpDeviceIndex |  | 1.3.6.1.4.1.3320.10.11.3.1.1 | INTEGER | read to only | Index of the table, ONU port index |  |  | Index of ONU port diID number
2 | onuWanPortConfigIpPortIndex |  | 1.3.6.1.4.1.3320.10.11.3.1.2 | INTEGER | read to only | Index of the table, wan port index |  |  | Index of Wan port sequnce number
3 | onuWanPortConfigIpAddress | Wan port IP address | 1.3.6.1.4.1.3320.10.11.3.1.3 | IpAddress | read to write | IP Address: AAAA |  |  | Required propertie
4 | onuWanPortConfigIpMask | Wan port subnet mask | 1.3.6.1.4.1.3320.10.11.3.1.4 | IpAddress | read to write | Netmask: AAAA |  |  | Required propertie
5 | onuWanPortConfigIpGateway | Wan port gateway | 1.3.6.1.4.1.3320.10.11.3.1.5 | IpAddress | read to write | Gateway: AAAA |  |  | Required propertie
6 | onuWanPortConfigIpPriDns | Wan port primary DNS address | 1.3.6.1.4.1.3320.10.11.3.1.6 | IpAddress | read to write | Primary DNS: AAAA |  |  | Required propertie
7 | onuWanPortConfigIpSecDns | Wan port backup DNS address | 1.3.6.1.4.1.3320.10.11.3.1.7 | IpAddress | read to write | Secondary DNS: AAAA |  |  | Required propertie
8 | onuWanPortConfigIpRowStatus |  | 1.3.6.1.4.1.3320.10.11.3.1.8 | RowStatus(INTEGER) | read to create |  |  |  | Enabled
114、onuWanPortConfigTciTable(Wan Port TCI Configuration)
1 | onuWanPortConfigTciDeviceIndex |  | 1.3.6.1.4.1.3320.10.11.4.1.1 | INTEGER | read to only | Index of the table, ONU port index |  |  | Index of ONU port diID number
2 | onuWanPortConfigTciPortIndex |  | 1.3.6.1.4.1.3320.10.11.4.1.2 | INTEGER | read to only | Index of the table, wan port index |  |  | Index of Wan port sequnce number
3 | onuWanPortConfigTciVlanId | Wan port TCI VLAN information | 1.3.6.1.4.1.3320.10.11.4.1.3 | INTEGER | read to write | Vlan ID(0 to 4094) 0 for vlan disable | 0 to 4094 |  | Optional attribute
4 | onuWanPortConfigTciPri | Wan port TCI priority | 1.3.6.1.4.1.3320.10.11.4.1.4 | INTEGER | read to write | Priority(0 to 7) | 0 to 7 |  | Optional attribute
5 | onuWanPortConfigTciDei | DEI information of TCI of Wan port | 1.3.6.1.4.1.3320.10.11.4.1.5 | INTEGER | read to write | DEI(0,1) | 0 to 1 |  | Optional attribute
6 | onuWanPortConfigTciRowStatus |  | 1.3.6.1.4.1.3320.10.11.4.1.6 | RowStatus(INTEGER) | read to create |  |  |  | Enbale
115、onuWanPortConfigBindTable(Wan Port Binding Configuration)
1 | onuWanPortConfigBindDeviceIndex |  | 1.3.6.1.4.1.3320.10.11.5.1.1 | INTEGER | read to only | Index of the table, ONU port index |  |  | Index of ONU port diID number
2 | onuWanPortConfigBindPortIndex |  | 1.3.6.1.4.1.3320.10.11.5.1.2 | INTEGER | read to only | Index of the table, wan port index |  |  | Index of Wan port sequnce number
3 | onuWanPortConfigBindLan1 | Wan port binds UNI1 port | 1.3.6.1.4.1.3320.10.11.5.1.3 | INTEGER | read to write | 1 to Enable;2 to Disable | enable(1), disable(2) |  | Optional attribute
4 | onuWanPortConfigBindLan2 | Wan port binds UNI2 port | 1.3.6.1.4.1.3320.10.11.5.1.4 | INTEGER | read to write | 1 to Enable;2 to Disable | enable(1), disable(2) |  | Optional attribute
5 | onuWanPortConfigBindLan3 | Wan port binds UNI3 port | 1.3.6.1.4.1.3320.10.11.5.1.5 | INTEGER | read to write | 1 to Enable;2 to Disable | enable(1), disable(2) |  | Optional attribute
6 | onuWanPortConfigBindLan4 | Wan port binds UNI4 port | 1.3.6.1.4.1.3320.10.11.5.1.6 | INTEGER | read to write | 1 to Enable;2 to Disable | enable(1), disable(2) |  | Optional attribute
7 | onuWanPortConfigBindSsid | A Wan port binds a WLAN port | 1.3.6.1.4.1.3320.10.11.5.1.7 | BITS | read to write | Bridge bind ssid port, 8 bits represent 8 ssid, 0 is not bind, 1 is bind | ssid1(0), ssid2(1), ssid3(2), ssid4(3), ssid5(4), ssid6(5), ssid7(6), ssid8(7) |  | Optional attribute
8 | onuWanPortConfigBindRowStatus |  | 1.3.6.1.4.1.3320.10.11.5.1.8 | RowStatus(INTEGER) | read to create |  |  |  | Enabled
116、onuWanPortConfigPppoeTable(Wan Port PPPOE Configuration)
1 | onuWanPortConfigPppoeDeviceIndex |  | 1.3.6.1.4.1.3320.10.11.6.1.1 | INTEGER | read to only | Index of the table, ONU port index |  |  | Index of ONU port diID number
2 | onuWanPortConfigPppoePortIndex |  | 1.3.6.1.4.1.3320.10.11.6.1.2 | INTEGER | read to only | Index of the table, wan port index |  |  | Index of Wan port sequnce number
3 | onuWanPortConfigPppoeUsername | Wan port PPPOE Username | 1.3.6.1.4.1.3320.10.11.6.1.3 | OCTET STRING | read to write | PPPOE Username(1 to 50bytes) |  |  | Required propertie
4 | onuWanPortConfigPppoePassword | Wan port PPPOE Password | 1.3.6.1.4.1.3320.10.11.6.1.4 | OCTET STRING | read to write | PPPOE Password(1 to 50bytes) |  |  | Required propertie
5 | onuWanPortConfigPppoeRowStatus |  | 1.3.6.1.4.1.3320.10.11.6.1.5 | RowStatus(INTEGER) | read to create |  |  |  | Enabled
117、onuWanPortConfigConnNameTable(Wan Port CONNECTION NAME Configuration)
1 | onuWanPortConfigConnNameDeviceIndex |  | 1.3.6.1.4.1.3320.10.11.7.1.1 | INTEGER | read to only | Index of the table, ONU port index |  |  | Index of ONU port diID number
2 | onuWanPortConfigConnNamePortIndex |  | 1.3.6.1.4.1.3320.10.11.7.1.2 | INTEGER | read to only | Index of the table, wan port index |  |  | Index of Wan port sequnce number
3 | onuWanPortConfigConnName | Wan port connection name | 1.3.6.1.4.1.3320.10.11.7.1.3 | OCTET STRING | read to write | connection name(1 to 50bytes) |  |  | Required propertie
4 | onuWanPortConfigConnNameRowStatus |  | 1.3.6.1.4.1.3320.10.11.7.1.4 | RowStatus(INTEGER) | read to create |  |  |  | Enabled
118、onuWanPortConfigPppoeServcieNameTable(Wan Port PPPOE SERVICE NAME Configuration)
1 | onuWanPortConfigPppoeServcieNameDeviceIndex |  | 1.3.6.1.4.1.3320.10.11.8.1.1 | INTEGER | read to only | Index of the table, ONU port index |  |  | Index of ONU port diID number
2 | onuWanPortConfigPppoeServcieNamePortIndex |  | 1.3.6.1.4.1.3320.10.11.8.1.2 | INTEGER | read to only | Index of the table, wan port index |  |  | Index of Wan port sequnce number
3 | onuWanPortConfigPppoeServcieName | Wan port PPPOE Servcie Name | 1.3.6.1.4.1.3320.10.11.8.1.3 | OCTET STRING | read to write | connection name(1 to 50bytes) |  |  | Required propertie
4 | onuWanPortConfigPppoeServcieNameRowStatus |  | 1.3.6.1.4.1.3320.10.11.8.1.4 | RowStatus(INTEGER) | read to create |  |  |  | Enabled
119、onuWanPortConfigIpv6Table(Wan Port Ipv6 Configuration)
1 | onuWanPortConfigIpv6DeviceIndex |  | 1.3.6.1.4.1.3320.10.11.9.1.1 | INTEGER | read to only | Index of the table, ONU port index |  |  | Index of ONU port diID number
2 | onuWanPortConfigIpv6PortIndex |  | 1.3.6.1.4.1.3320.10.11.9.1.2 | INTEGER | read to only | Index of the table, wan port index |  |  | Index of Wan port sequnce number
3 | onuWanPortConfigIpv6Address | Wan port IPv6 address | 1.3.6.1.4.1.3320.10.11.9.1.3 | InetAddressIPv6(OCTET STRING) | read to write | Config IPv6 Address |  |  | Required propertie
4 | onuWanPortConfigIpv6Mask | Wan port IPv6 subnet mask | 1.3.6.1.4.1.3320.10.11.9.1.4 | InetAddressIPv6(OCTET STRING) | read to write | Config ipv6 Netmask |  |  | Required propertie
5 | onuWanPortConfigIpv6Gateway | Wan port IPv6 gateway | 1.3.6.1.4.1.3320.10.11.9.1.5 | InetAddressIPv6(OCTET STRING) | read to write | Config ipv6 Gateway |  |  | Required propertie
6 | onuWanPortConfigIpv6PriDns | Wan port IPv6 primary DNS address | 1.3.6.1.4.1.3320.10.11.9.1.6 | InetAddressIPv6(OCTET STRING) | read to write | Config ipv6 Primary DNS |  |  | Required propertie
7 | onuWanPortConfigIpv6SecDns | Wan port IPv6 backup DNS address | 1.3.6.1.4.1.3320.10.11.9.1.7 | InetAddressIPv6(OCTET STRING) | read to write | Config ipv6 Secondary DNS |  |  | Required propertie
8 | onuWanPortConfigIpv6RowStatus |  | 1.3.6.1.4.1.3320.10.11.9.1.8 | RowStatus(INTEGER) | read to create |  |  |  | Enabled
121、onuVoipPortConfigTable(VOIP Port Configuration)
1 | onuVoipPortConfigDeviceIndex |  | 1.3.6.1.4.1.3320.10.12.1.1.1 | INTEGER | read to only |  |  |  | Index of ONU port diID number
2 | onuVoipPortConfigVoipPortIndex |  | 1.3.6.1.4.1.3320.10.12.1.1.2 | INTEGER | read to only |  |  |  | Index of Voip port sequnce number
3 | onuVoipPortConfigVoipPortAdminState | VOIP口Admin State | 1.3.6.1.4.1.3320.10.12.1.1.3 | INTEGER | read to write | 1 to No shutdown 2 to Shutdown | no to shutdown(1), shutdown(2)
4 | onuVoipPortConfigVoipPortProfileID | VOIP port binding VOIP configuration template | 1.3.6.1.4.1.3320.10.12.1.1.4 | INTEGER | read to write | It points to the associated Voip Port profile 0 means cancel profile config Default value is 0
5 | onuVoipPortConfigSipDialPlanProfileID | VOIP port binding network dial schedule | 1.3.6.1.4.1.3320.10.12.1.1.5 | INTEGER | read to write | It points to the associated Voip Sip Dial Plan profile 0 means cancel profile config Default value is 0
6 | onuVoipPortConfigVoipPortH248Tid | H248 user ID on VOIP port | 1.3.6.1.4.1.3320.10.12.1.1.6 | OCTET STRING | read to write | ONU voip port h248 tid
7 | onuVoipPortConfigVoipPortH248Mid | H248 message ID on VOIP port | 1.3.6.1.4.1.3320.10.12.1.1.7 | OCTET STRING | read to write | ONU voip port h248 mid
8 | onuVoipPortConfigVoipPortSipUserAor | The user's AOR over the VOIP port | 1.3.6.1.4.1.3320.10.12.1.1.8 | OCTET STRING | read to write | ONU voip port Sip User Aor
9 | onuVoipPortConfigVoipPortSipDispname | User name displayed on VOIP port | 1.3.6.1.4.1.3320.10.12.1.1.9 | OCTET STRING | read to write | ONU voip port Sip Display name
10 | onuVoipPortConfigVoipPortSipUsername | User account on VOIP port | 1.3.6.1.4.1.3320.10.12.1.1.10 | OCTET STRING | read to write | ONU voip port Sip User name
11 | onuVoipPortConfigVoipPortSipPassword | User password on VOIP port | 1.3.6.1.4.1.3320.10.12.1.1.11 | OCTET STRING | read to write | ONU voip port Sip Password
12 | onuVoipPortConfigRowStatus | Row status | 1.3.6.1.4.1.3320.10.12.1.1.12 | RowStatus(INTEGER) | read to create |  |  |  | Disabled
131、gponOltPsgConfigTable(PSG Configuration)
1 | gponOltPsgConfigSlot | PSG port slot number | 1.3.6.1.4.1.3320.10.13.1.1.1 | INTEGER | read to only | slot number |  |  | Index of PSG port slot number
2 | gponOltPsgConfigSequence | PSG port serial number | 1.3.6.1.4.1.3320.10.13.1.1.2 | INTEGER | read to only | PSG port sequnce |  |  | Index of PSG port sequnce number
3 | gponOltPsgConfigIfIndex | PSG port diID | 1.3.6.1.4.1.3320.10.13.1.1.3 | INTEGER | read to only | PSG port diID Generated by OLT Cannot be assigned |  |  | Index of PSG port diID number
4 | gponOltPsgConfigType | PSG port type | 1.3.6.1.4.1.3320.10.13.1.1.4 |  | read to create | PSG type
5 | gponOltPsgConfigActiveIfIndex | Configure the Active member on PSG port | 1.3.6.1.4.1.3320.10.13.1.1.5 | INTEGER | read to create | PSG active member port diID of configuration
6 | gponOltPsgConfigStandbyIfIndex | Configure standby members on PSG port | 1.3.6.1.4.1.3320.10.13.1.1.6 | INTEGER | read to create | PSG standby member port diID of configuration
7 | gponOltPsgConfigRowStatus | Configure Row Status on PSG port | 1.3.6.1.4.1.3320.10.13.1.1.7 | RowStatus(INTEGER) | read to create
132、gponOltPsgStatusTable(PSG Status)
1 | gponOltPsgStatusIfIndex | PSG port diID | 1.3.6.1.4.1.3320.10.13.2.1.1 | INTEGER | read to only | PSG port diID |  |  | Index of PSG port diID number
2 | gponOltPsgStatusSlot | PSG port slot number | 1.3.6.1.4.1.3320.10.13.2.1.2 | INTEGER | read to only | slot number |  |  | PSG port slot number
3 | gponOltPsgStatusSequence | PSG port serial number | 1.3.6.1.4.1.3320.10.13.2.1.3 | INTEGER | read to only | PSG port sequnce |  |  | PSG port sequnce number
4 | gponOltPsgStatusCurrentActiveIfIndex | PSG port current active member | 1.3.6.1.4.1.3320.10.13.2.1.4 | INTEGER | read to only | PSG active to working member port diID
5 | gponOltPsgStatusCurrentStandbyIfIndex | PSG port current standby member | 1.3.6.1.4.1.3320.10.13.2.1.5 | INTEGER | read to only | PSG standby to working member port diID
6 | gponOltPsgStatusSwitchOver | manually initiates primary and standby status reversal on PSG port | 1.3.6.1.4.1.3320.10.13.2.1.6 |  | read to write | PSG member working status switch over manually
133、gponOltPsgAlarmTrap(PSG Alarm Notification)
1 | gponOltPsgAlarmSwitchOver | Main and standby switch notification on PSG port | 1.3.6.1.4.1.3320.10.13.3.1 |  |  | The agent generates this notification when alarm was triggered Object: 1 gponOltPsgStatusIfIndex 2 gponOltPsgStatusSlot 3 gponOltPsgStatusSequence 4 ifDescr 5 gponOltPsgStatusCurrentActiveIfIndex 6 gponOltPsgStatusCurrentStandbyIfIndex |  |  | Object: 1 gponOltPsgStatusIfIndex(13614133201013211) 2 gponOltPsgStatusSlot(13614133201013212) 3 gponOltPsgStatusSequence(13614133201013213) 4 ifDescr(1361212212) 5 gponOltPsgStatusCurrentActiveIfIndex(13614133201013214) 6 gponOltPsgStatusCurrentStandbyIfIndex(13614133201013215)
141、onuWifiConfigTable(WIFI Basic Configuration)
1 | onuWifiConfigDeviceIndex |  | 1.3.6.1.4.1.3320.10.14.1.1.1 | INTEGER | read to only | Index of the table, ONU port index |  |  | Index of ONU port diID number
2 | onuWifiConfigPortIndex |  | 1.3.6.1.4.1.3320.10.14.1.1.2 | INTEGER | read to only | Index of the table, 24G(1) or 5G(2) wifi port index | w_2_4_G_mode(1), w_5G_mode(2) |  | Index of Wifi port series number
3 | onuWifiConfigSsidPointers | The WIFI SSID pointer indicates the currently available SSID | 1.3.6.1.4.1.3320.10.14.1.1.3 | INTEGER | read to only | valid ssid id mask ssid(1 to 8) from LSB to HSB
4 | onuWifiConfigWifiMode | Indicates wifi working mode is 24g or 5G | 1.3.6.1.4.1.3320.10.14.1.1.4 | INTEGER | read to only | 1 to 24G 2 to 5G | w_2_4_G_mode(1), w_5G_mode(2)
5 | onuWifiConfigWifiHardwareVersion | Wifi hardware version | 1.3.6.1.4.1.3320.10.14.1.1.5 | OCTET STRING | read to only | wifi hardware version
6 | onuWifiConfigWifiSoftwareVersion | Wifi Software version | 1.3.6.1.4.1.3320.10.14.1.1.6 | OCTET STRING | read to only | wifi software version
7 | onuWifiConfigItems | Number of SSIDs available | 1.3.6.1.4.1.3320.10.14.1.1.7 | INTEGER | read to only | total valid ssid number
8 | onuWifiConfigTxpowerMode | Wifi transmit power mode | 1.3.6.1.4.1.3320.10.14.1.1.8 | INTEGER | read to write | wifi txpower mode | percent_15(1), percent_35(2), percent_50(3), percent_70(4), percent_100(5)
9 | onuWifiConfigTxRate | Wifi transmit rate mode | 1.3.6.1.4.1.3320.10.14.1.1.9 | INTEGER | read to write | Wifi TxRate: 0 to to 1M 1 to to 2M 2 to to 55M 3 to to 6M 4 to to 9M 5 to to 11M 7 to to 12M 8 to to 18M 9 to to 24M 10 to to 36M 11 to to 48M 12 to to 54M 13 to 28 to to MC0 to MC15 (for 24G) 29 to 38 to to NSS1 to MCS0 to NSS1 to MCS9 (for 5G) 39 to 48 to to NSS2 to MCS0 to NSS2 to MCS9 (for 5G)
10 | onuWifiConfigCtrlband | Wifi control bandwidth | 1.3.6.1.4.1.3320.10.14.1.1.10 | INTEGER | read to write | Wifi ctrlband: 0 to lower(24G);1 to upper(24);2 to auto(5G) | lower(0), upper(1), auto(2)
11 | onuWifiConfigWlanEnable | wifi wlan enabling state | 1.3.6.1.4.1.3320.10.14.1.1.11 | INTEGER | read to write | WlanEnable: 1 to Enable;2 to Disable | enable(1), disable(2)
12 | onuWifiConfigRowStatus | Enable Row status | 1.3.6.1.4.1.3320.10.14.1.1.12 | RowStatus(INTEGER) | read to create | onu Wifi Config Row Status |  |  | Enable row status
142、onuWifiConfigChannelTable(wifi Channel Configuration)
1 | onuWifiConfigChannelDeviceIndex |  | 1.3.6.1.4.1.3320.10.14.2.1.1 | INTEGER | read to only | Index of the table, ONU port index |  |  | Index of ONU port diID number
2 | onuWifiConfigChannelPortIndex |  | 1.3.6.1.4.1.3320.10.14.2.1.2 | INTEGER | read to only | Index of the table, ONU wifi 24G(1)/5G(2) mode index | w_2_4_G_mode(1), w_5G_mode(2) |  | Index of Wifi port series number
3 | onuWifiConfigChannelWidth | Wifi channel width | 1.3.6.1.4.1.3320.10.14.2.1.3 | INTEGER | read to write | Wifi Channel Width: 1 to to 20MHz for 24G/5G 2 to to 40MHz for 24G/5G 3 to to 20/40MHz for 24G 4 to to 80MHz for 5G | w_20MHz(1), w_40MHz(2) w_20/40MHz(3), w_80MHz(4)
4 | onuWifiConfigChannelId | Wifi channel ID | 1.3.6.1.4.1.3320.10.14.2.1.4 | INTEGER | read to write | Wifi Channel Id: Id:0 for auto choose channel id Id:1 to 13 for 20MHz width for 24G Id:5 to 13 for 40MHz or 20/40MHz width 24G Id:36\40\44\48\52\56\60\64\149\153\157\161\165 for 5G And id 165 is only for 20Mhz(5G) channel width
5 | onuWifiConfigChannelRowStatus | Enable Row status | 1.3.6.1.4.1.3320.10.14.2.1.5 | RowStatus(INTEGER) | read to create | wifi config channel row status
143、onuWifiConfigSsidTable(wifiSsid Configuration)
1 | onuWifiConfigSsidDeviceIndex |  | 1.3.6.1.4.1.3320.10.14.3.1.1 | INTEGER | read to only | Index of the table, ONU port index |  |  | Index of ONU port diID number
2 | onuWifiConfigSsidPortIndex |  | 1.3.6.1.4.1.3320.10.14.3.1.2 | INTEGER | read to only | Index of the table, ssid index |  |  | Index of Wifi SSID port series number
3 | onuWifiConfigSsidAdmin | wifi ssid enable | 1.3.6.1.4.1.3320.10.14.3.1.3 | INTEGER | read to write | Ssid Admin: 1 to Eable;2 to Disable | enable(1), disable(2)
4 | onuWifiConfigSsidbroadcastadmin | wifi ssid broadcastadmin | 1.3.6.1.4.1.3320.10.14.3.1.4 | INTEGER | read to write | Ssid Broadcast Admin: 1 to Eable;2 to Disable | enable(1), disable(2)
5 | onuWifiConfigSsidMaxsta | Maximum access user for WIFI SSID | 1.3.6.1.4.1.3320.10.14.3.1.5 | INTEGER | read to write | 1 to 128 config ssid max user number, 0 to to max user number is not limited
6 | onuWifiConfigWlanStandard | wifi ssid wlan Standard | 1.3.6.1.4.1.3320.10.14.3.1.6 | INTEGER | read to write | WlanStandard: 1 to to 80211b(24G) 2 to to 80211g(24G) 3 to to 80211n(24G) 4 to to 80211b+80211g(24G) 5 to to 80211g+80211n(24G) 6 to to 80211b+80211g+80211n(24G) 7 to to A(5G) 8 to to N(5G) 9 to to A+N(5G) 10 to to AC(5G) 11 to to N+AC(5G) 12 to to A+N+AC(5G)
7 | onuWifiConfigSGI | wifi SGI | 1.3.6.1.4.1.3320.10.14.3.1.7 | INTEGER | read to write | SGI: 1 to Eable;2 to Disable | enable(1), disable(2)
8 | onuWifiConfigSsidRowStatus | Enable Row status | 1.3.6.1.4.1.3320.10.14.3.1.8 | RowStatus(INTEGER) | read to create | wifi config ssid row status
144、onuWifiConfigSsidEncryptTable(wifiSsid Encrypt Configuration)
1 | onuWifiConfigSsidEncryptDeviceIndex |  | 1.3.6.1.4.1.3320.10.14.4.1.1 | INTEGER | read to only | Index of the table, ONU port index |  |  | Index of ONU port diID number
2 | onuWifiConfigSsidEncryptPortIndex |  | 1.3.6.1.4.1.3320.10.14.4.1.2 | INTEGER | read to only | Index of the table, wifi ssid index |  |  | Index of Wifi SSID port series number
3 | onuWifiConfigSsidEncryptMode | wifi ssidEncryption mode | 1.3.6.1.4.1.3320.10.14.4.1.3 | INTEGER | read to write | Encrypt Mode: 0 to to none 1 to to wep 2 to to wpa 3 to to wpa2 4 to to wpa_wpa2 | none(0), wep(1), wpa(2), wpa2(3), wpa_wpa2(4)
4 | onuWifiConfigSsidEncryptKey | wifi ssid EncryptKey | 1.3.6.1.4.1.3320.10.14.4.1.4 | OCTET STRING | read to write | wifi encrypt key (8 to 64 byte)
5 | onuWifiConfigSsidEncryptRowStatus | Enable Row status | 1.3.6.1.4.1.3320.10.14.4.1.5 | RowStatus(INTEGER) | read to create | Wifi Config Ssid Encrypt Row Status
145、onuWifiConfigSsidNameTable(wifiSsid Name Configuration)
1 | onuWifiConfigSsidNameDeviceIndex |  | 1.3.6.1.4.1.3320.10.14.5.1.1 | INTEGER | read to only | Index of the table, ONU port index |  |  | Index of ONU port diID number
2 | onuWifiConfigSsidNamePortIndex |  | 1.3.6.1.4.1.3320.10.14.5.1.2 | INTEGER | read to only | Index of the table, wifi ssid index |  |  | Index of Wifi SSID port series number
3 | onuWifiConfigSsidName | wifi ssid name | 1.3.6.1.4.1.3320.10.14.5.1.3 | OCTET STRING | read to write | config ssid name (1 to 32 byte)
4 | onuWifiConfigSsidNameRowStatus | Enable Row status | 1.3.6.1.4.1.3320.10.14.5.1.4 | RowStatus(INTEGER) | read to create | Wifi Config Ssid Name Row Status
151、gponMacSearchResultTable(MAC Address Search Result)
1 | gponMacSearchResultIndex |  | 1.3.6.1.4.1.3320.10.15.1.1.1 | INTEGER | read to only | Entry index for search result |  |  | Index of MAC address entries After the query criteria are set, you can obtain the eligible MAC address entries from this branch
2 | gponMacSearchResultIf | The port diID of the MAC address in the entry | 1.3.6.1.4.1.3320.10.15.1.1.2 | INTEGER | read to only | Diid of mac entry
3 | gponMacSearchResultVp | The Virtual port of the MAC address in the entry | 1.3.6.1.4.1.3320.10.15.1.1.3 | INTEGER | read to only | Virtual port of mac entry
4 | gponMacSearchResultVlan | The VLAN to which the MAC address in the entry belongs | 1.3.6.1.4.1.3320.10.15.1.1.4 | INTEGER | read to only | Vlan of mac entry
5 | gponMacSearchResultMacAddress | The MAC address in the entry | 1.3.6.1.4.1.3320.10.15.1.1.5 | MacAddress | read to only | Mac address of mac entry
1 | gponMacSearchType | Set query type, after which start the query process | 1.3.6.1.4.1.3320.10.15.2 | INTEGER | read to write | MAC address search type Set this OID will trigger the search action | mac(1), mac to vid(2), if to index(3), vid(4) |  | After setting one or more of the port index, VLAN and MAC addresses, operate this node After setting the query mode, the eligible MAC address will be found Then you can obtain specific MAC address entry through 136141332010151 For example, to find the MAC address whose VLAN is 45, you need to set gponMacSearchCondVid to 45, and then set this node to VID (4) The specific items found will be displayed by walk or GET 136141332010151
2 | gponMacSearchTime | Record the moment the query reaches the current result | 1.3.6.1.4.1.3320.10.15.3 | DateAndTime(OCTET STRING) | read to only | The date time corresponding to current gponMacSearchResultTable
3 | gponMacSearchCondMac | Set queries for MAC addresses in the criteria | 1.3.6.1.4.1.3320.10.15.4 | MacAddress | read to write | MAC address condition for search Get will return the MAC corresponding to current gponMacSearchResultTable, 00:00:00:00:00:00 for not used |  |  | Set the MAC address condition for the MAC address query
4 | gponMacSearchCondVid | Set query criteria for VLAN values | 1.3.6.1.4.1.3320.10.15.5 | INTEGER | read to write | Vlan id condition for search Get will return the vlan id corresponding to current gponMacSearchResultTable, 0 for not used |  |  | Set the VLAN value condition for the MAC address query
5 | gponMacSearchCondIfIndex | Set the port diID value in the query criteria | 1.3.6.1.4.1.3320.10.15.6 | INTEGER | read to write | IfIndex condition for search Get will return the IfIndex corresponding to current gponMacSearchResultTable, 0 for not used |  |  | Set the port diID value condition for the MAC address query
161、gponOnuTypeTemplateTable(ONU Type Template Basic Configuration)
1 | gponOnuTypeTemplateIndex | ONU type template index | 1.3.6.1.4.1.3320.10.16.1.1.1 | INTEGER | read to only |  |  |  | ONU type template index number
2 | gponOnuTypeTemplateName | The name of the ONU type template | 1.3.6.1.4.1.3320.10.16.1.1.2 | OCTET STRING | read to write
3 | gponOnuTypeTemplateMatchMask | ONU type template match mask | 1.3.6.1.4.1.3320.10.16.1.1.3 | BITS | read to write | Match mask for onutype template | venderID(0), ctcOnuType(1), ethUniNumber(2), veipUniNumber(3) |  | To configure a match, you need to select the corresponding bit and set the corresponding property value When to be delete the match, you need to remove the corresponding bit of mask
4 | gponOnuTypeTemplateVenderID | ONU type template vendor identity match | 1.3.6.1.4.1.3320.10.16.1.1.4 | OCTET STRING | read to write
5 | gponOnuTypeTemplateEquipmentID | ONU type template device number matching | 1.3.6.1.4.1.3320.10.16.1.1.5 | OCTET STRING | read to write
6 | gponOnuTypeTemplateCtcOnuType | ONU type template ONU type configuration | 1.3.6.1.4.1.3320.10.16.1.1.6 | INTEGER | read to write | ONU type match information 0 to to SFU, 1 to to HGU, 2 to to SBU, 3 to to CBU, 4 to to MDU, 5 to to MTU | SFU(0), HGU(1), SBU(2), CBU(3), MDU(4), MTU(5)
7 | gponOnuTypeTemplateTotalEthUNINumber | ONU type template Ethernet UNI port total match | 1.3.6.1.4.1.3320.10.16.1.1.7 | INTEGER | read to write | Total ethernet UNI port number to match, 0 to 32 | 0 to 32
8 | gponOnuTypeTemplateTotalVEIPNumber | ONU template VEIP port total matches | 1.3.6.1.4.1.3320.10.16.1.1.8 | INTEGER | read to write | Total VEIP UNI port number to match, 0 to 4 | 0 to 4
9 | gponOnuTypeTemplateRowStatus | Row status | 1.3.6.1.4.1.3320.10.16.1.1.9 | RowStatus(INTEGER) | read to create
162、gponOnuTypeTemplateOnuConfigTable(ONU Type Template ONU Configuration Management Table)
1 | gponOnuTypeTemplateOnuConfigTemplateIndex |  | 1.3.6.1.4.1.3320.10.16.2.1.1 | INTEGER | read to only | GPON ONU device configuration index |  |  | ONU type template index number
2 | gponOnuTypeTemplateOnuConfigEnablePM | ONU protocol detects configuration switch | 1.3.6.1.4.1.3320.10.16.2.1.2 | INTEGER | read to write | 1 to Enable；2 to Disable | enable(1), disable(2)
3 | gponOnuTypeTemplateOnuConfigFlowProfileID | Traffic map management table index | 1.3.6.1.4.1.3320.10.16.2.1.3 | INTEGER | read to write | The profileIndex corresponding to ONU Flow Profile Table 0 means invalid Default value is 1
4 | gponOnuTypeTemplateOnuConfigTcontVirPortBindingProfileID | Bingding manage table index of TCONT and virtual port | 1.3.6.1.4.1.3320.10.16.2.1.4 | INTEGER | read to write | It points to the associated T to CONT and virtual port binding profile index 0 means invalid
5 | gponOnuTypeTemplateOnuConfigOnuProfileID | Profile creation is not implemented | 1.3.6.1.4.1.3320.10.16.2.1.5 | INTEGER | read to write |  |  |  | Not implemented and not supported
6 | gponOnuTypeTemplateOnuConfigUsMapProfileID | Profile creation is not implemented | 1.3.6.1.4.1.3320.10.16.2.1.6 | INTEGER | read to write |  |  |  | Not implemented and not supported
7 | gponOnuTypeTemplateOnuConfigOpticalProfileID | ONU Optical power alarm Profile index | 1.3.6.1.4.1.3320.10.16.2.1.7 | INTEGER | read to write | The profileIndex corresponding to ONU Optical alarm Profile Table 0 means invalid
8 | gponOnuTypeTemplateOnuConfigFEC | ONU FEC function configuration | 1.3.6.1.4.1.3320.10.16.2.1.8 | INTEGER | read to write | For ONU FEC config | enable(1), disable(2)
9 | gponOnuTypeTemplateOnuConfigLoopbackDetectProtocol | ONU loop detection protocol configuration | 1.3.6.1.4.1.3320.10.16.2.1.9 | INTEGER | read to write | 0 to CTC;1 to Private | ctc(0), private(1)
10 | gponOnuTypeTemplateOnuConfigLoopbackDetectProfileID | ONU loop detects CTC ME Profile index | 1.3.6.1.4.1.3320.10.16.2.1.10 | INTEGER | read to write | The profileIndex corresponding to ONU loopback detection Profile Table 0 means invalid
11 | gponOnuTypeTemplateOnuConfigCatvProtocol | ONU CATV protocol configuration | 1.3.6.1.4.1.3320.10.16.2.1.11 | INTEGER | read to write | 0 to ITU;1 to Private | itu(0), private(1)
12 | gponOnuTypeTemplateOnuConfigPoePowerLimit | PSE total power limit | 1.3.6.1.4.1.3320.10.16.2.1.12 | INTEGER | read to write | 0 to 300W 目前PD设备最大功率为30W,4口ONU总功率限制的120W实际上代表不做功率限制
13 | gponOnuTypeTemplateOnuConfigDescription | ONU describes the information | 1.3.6.1.4.1.3320.10.16.2.1.13 | OCTET STRING | read to write | The ONU description information |  |  | ONU type template configuration is not currently supported
14 | gponOnuTypeTemplateOnuConfigAlwaysCheckTemplate | ONU forces an ONU type template configuration | 1.3.6.1.4.1.3320.10.16.2.1.14 | INTEGER | read to write | ONU alway check and config the onutype template, 1 to to forceon, 2 to to forceoff | force to on(1), force to off(2)
163、onuTypeTemplateUniPortConfigTable(ONU Type Template UNI Port Configuration)
1 | onuTypeTemplateUniPortConfigTemplateIndex |  | 1.3.6.1.4.1.3320.10.16.3.1.1 | INTEGER | read to only |  |  |  | ONU type template index number
2 | onuTypeTemplateUniPortConfigUniPortIndex |  | 1.3.6.1.4.1.3320.10.16.3.1.2 | INTEGER | read to only |  |  |  | Index of UNI port sequnce number list
3 | onuTypeTemplateUniPortConfigEthernetUNIPortProfileID | EthUNIProfileID | 1.3.6.1.4.1.3320.10.16.3.1.3 | INTEGER | read to write | It points to the associated Ethernet UNI profile 0 means cancel profile config Default value is 0
4 | onuTypeTemplateUniPortConfigLoopbackDetect |  | 1.3.6.1.4.1.3320.10.16.3.1.4 | INTEGER | read to write | 1 to enable 2 to disable | enable(1), disable(2)
5 | onuTypeTemplateUniPortConfigPoeAFATmode | poe standard | 1.3.6.1.4.1.3320.10.16.3.1.5 | INTEGER | read to write | 1 to AF 2 to AT | af(1), at(2)
6 | onuTypeTemplateUniPortConfigPoeWorkMode | Work Mode | 1.3.6.1.4.1.3320.10.16.3.1.6 | INTEGER | read to write | 1 to disable 2 to normal 3 to force to on | disable(1), normal(2), force to on(3)
7 | onuTypeTemplateUniPortConfigRowStatus |  | 1.3.6.1.4.1.3320.10.16.3.1.7 | RowStatus(INTEGER) | read to create
164、onuTypeTemplateCommonPortConfigTable(ONU Type Template UNI/VEIP/Ip to Host Commom Port Configuration)
1 | onuTypeTemplateCommonPortConfigTemplateIndex |  | 1.3.6.1.4.1.3320.10.16.4.1.1 | INTEGER | read to only |  |  |  | ONU type template index number
2 | onuTypeTemplateCommonPortConfigPortIndex |  | 1.3.6.1.4.1.3320.10.16.4.1.2 | INTEGER | read to only |  |  |  | Index of UNI port sequnce number list, when veip is enabled, index is port¦(0x02<<8) When iphost port is enabled, the index is port¦(0x04<<8) For example, when veiP port is 2, the index is 514 When UNI is enabled,, the index is port serial number which is no need to transform
3 | onuTypeTemplateCommonPortConfigAdminState | Admin State | 1.3.6.1.4.1.3320.10.16.4.1.3 | INTEGER | read to write | 1 to No shutdown 2 to Shutdown | no to shutdown(1), shutdown(2)
4 | onuTypeTemplateCommonPortConfigOnuVLANTranslationProfileID | VlanTranProfileID | 1.3.6.1.4.1.3320.10.16.4.1.4 | INTEGER | read to write | It stores the profileIndex of the associated ONU VLAN translation profile0 means cancel profile config Default value is 0
5 | onuTypeTemplateCommonPortConfigMcstOperProfileID | Multicast configuration template applied to the port | 1.3.6.1.4.1.3320.10.16.4.1.5 | INTEGER | read to write | It points to the associated onu multicast operation configuration profile 0 means cancel profile config
6 | onuTypeTemplateCommonPortConfigMcstStaticProfileID | Static multicast configuration template applied to the port | 1.3.6.1.4.1.3320.10.16.4.1.6 | INTEGER | read to write | It points to the associated onu multicast static group configuration profile 0 means cancel profile config
7 | onuTypeTemplateCommonPortConfigMcstDynamicProfileID | Dynamic multicast configuration template applied to the port | 1.3.6.1.4.1.3320.10.16.4.1.7 | INTEGER | read to write | It points to the associated onu multicast dynamic group configuration profile 0 means cancel profile config
8 | onuTypeTemplateCommonPortConfigRowStatus | Row status | 1.3.6.1.4.1.3320.10.16.4.1.8 | INTEGER | read to create
165、onuTypeTemplateVEIPPortConfigTable(ONU Type Template VEIP Port Configuration)
1 | onuTypeTemplateVEIPPortConfigTemplateIndex |  | 1.3.6.1.4.1.3320.10.16.5.1.1 | INTEGER | read to only |  |  |  | ONU type template index number
2 | onuTypeTemplateVEIPPortConfigPortIndex |  | 1.3.6.1.4.1.3320.10.16.5.1.2 | INTEGER | read to only |  |  |  | Index of VEIP port sequnce number
3 | onuTypeTemplateVEIPPortConfigOnuVEIPProfileID | Port VEIP configuration template | 1.3.6.1.4.1.3320.10.16.5.1.3 | INTEGER | read to write | It points to the associated onu VEIP configuration profile0 means cancel profile config
4 | onuTypeTemplateVEIPPortConfigRowStatus | Row status | 1.3.6.1.4.1.3320.10.16.5.1.4 | INTEGER | read to create
166、onuTypeTemplateIPHostParamConfigTable(ONU Type Template ONU IpHost Address Parameter Configuration)
1 | onuTypeTemplateIPHostParamConfigDeviceIndex | ONU diID | 1.3.6.1.4.1.3320.10.16.6.1.1 | INTEGER | read to only |  |  |  | ONU type template index number
2 | onuTypeTemplateIPHostParamConfigPortIndex | IpHost port index | 1.3.6.1.4.1.3320.10.16.6.1.2 | INTEGER | read to only |  |  |  | Index of IpHost port sequnce number
3 | onuTypeTemplateIPHostParamConfigDHCP | Enable/disable DHCP function | 1.3.6.1.4.1.3320.10.16.6.1.3 | INTEGER | read to write | 1 to Enable,2 to Disable | enable(1), disable(2)
4 | onuTypeTemplateIPHostParamConfigIPAddr | IpHostconfigured IP address | 1.3.6.1.4.1.3320.10.16.6.1.4 | IpAddress(OCTET STRING) | read to write | IP Address: AAAA
5 | onuTypeTemplateIPHostParamConfigNetmask | IpHostconfigured IP address mask | 1.3.6.1.4.1.3320.10.16.6.1.5 | IpAddress(OCTET STRING) | read to write | Netmask: AAAA
6 | onuTypeTemplateIPHostParamConfigGateway | IpHostconfigured IP address gateway | 1.3.6.1.4.1.3320.10.16.6.1.6 | IpAddress(OCTET STRING) | read to write | Gateway: AAAA
7 | onuTypeTemplateIPHostParamConfigPriDns | IpHostconfigured main DNS address | 1.3.6.1.4.1.3320.10.16.6.1.7 | IpAddress(OCTET STRING) | read to write | Priority DNS: AAAA
8 | onuTypeTemplateIPHostParamConfigSecDns | IpHostconfigured backup DNS address | 1.3.6.1.4.1.3320.10.16.6.1.8 | IpAddress(OCTET STRING) | read to write | Second DNS: AAAA
9 | onuTypeTemplateIPHostParamConfigRowStatus | Row status | 1.3.6.1.4.1.3320.10.16.6.1.9 | RowStatus(INTEGER) | read to create
167、onuTypeTemplateVirPortConfigTable(ONU Type Template ONU Virtual Port Configuration)
1 | onuTypeTemplateVirPortConfigTemplateIndex |  | 1.3.6.1.4.1.3320.10.16.7.1.1 | INTEGER | read to only |  |  |  | ONU type template index number
2 | onuTypeTemplateVirPortConfigPortIndex |  | 1.3.6.1.4.1.3320.10.16.7.1.2 | INTEGER | read to only |  |  |  | Index of ONU virtual port number
3 | onuTypeTemplateVirPortConfigTCONTID | TCONT binding | 1.3.6.1.4.1.3320.10.16.7.1.3 | INTEGER | read to write | Static T to CONT index from ONU's perspective Default value is 1
4 | onuTypeTemplateVirPortConfigOltGEMPortID | GEM Port binding | 1.3.6.1.4.1.3320.10.16.7.1.4 | INTEGER | read to write | EM port no which is assigned dynamically by OLT
5 | onuTypeTemplateVirPortConfigOltAllocID | AllocID binding | 1.3.6.1.4.1.3320.10.16.7.1.5 | INTEGER | read to write | lloc to ID which is assigned dynamically by OLT, a dynamic Alloc to ID is one to to to one mapped to a static T to CONT index
6 | onuTypeTemplateVirPortConfigVirPortAdminState | Admin State | 1.3.6.1.4.1.3320.10.16.7.1.6 | INTEGER | read to write | This attribute locks and unlocks the functions performed by this managed entity 1 No shutdown/unlocks, 2 Shutdown/locks | no to shutdown to unlocks(1), shutdown to locks(2)
7 | onuTypeTemplateVirPortConfigEncryptionMode | Encryption mode | 1.3.6.1.4.1.3320.10.16.7.1.7 | INTEGER | read to write | The encryption mode for the GEM port Possible values are: 1 (Enabled), 2 (Disabled) | enable(1), disable(2)
8 | onuTypeTemplateVirPortConfigDownstreamRateLimit | Downstream rate limit | 1.3.6.1.4.1.3320.10.16.7.1.8 | INTEGER | read to write | Config Virtual port downstream rate limit(unit:64kbps)
9 | onuTypeTemplateVirPortConfigOltVLANTranslationProfileID | Profile creation is not implemented | 1.3.6.1.4.1.3320.10.16.7.1.9 | INTEGER | read to write | It stores the profileIndex1 of the associated OLT VLAN translation profile 1 to 1024 | 1 to 1024
10 | onuTypeTemplateVirPortConfigONUMacFilterProfileID | Profile creation is not implemented | 1.3.6.1.4.1.3320.10.16.7.1.10 | INTEGER | read to write
11 | onuTypeTemplateVirPortConfigONUMacFilterPreassignProfileID | Profile creation is not implemented | 1.3.6.1.4.1.3320.10.16.7.1.11 | INTEGER | read to write
12 | onuTypeTemplateVirPortConfigRowStatus |  | 1.3.6.1.4.1.3320.10.16.7.1.12 | RowStatus(INTEGER) | read to create
168、onuTypeTemplateVirPortDot1qTranslatTable(ONU Type Template based on Virtual Port VLAN Translation)
1 | onuTypeTemplateVirPortDot1qTranslatTemplateIndex |  | 1.3.6.1.4.1.3320.10.16.8.1.1 | INTEGER | read to only | ONU diID |  |  | ONU type template index number
2 | onuTypeTemplateVirPortDot1qTranslatVirPortIndex |  | 1.3.6.1.4.1.3320.10.16.8.1.2 | INTEGER | read to only | ONU virtual port ID |  |  | Index of ONU virtual port number
3 | onuTypeTemplateVirPortDot1qTranslatEntryIndex | Index of configuration information linked list | 1.3.6.1.4.1.3320.10.16.8.1.3 | INTEGER | read to only | ONU virtual VLAN translation config entry index |  |  | Index of configuration information linked list
4 | onuTypeTemplateVirPortDot1qTranslatMode | Vlan Translation mode | 1.3.6.1.4.1.3320.10.16.8.1.4 | INTEGER | read to write | Vlan translation mode: 1 to to flat; 2 to to QinQ; 3 to to mix; 4 to to range flat; 5 to to range QinQ | flat(1), qinq(2), mix(3), range to flat(4), range to qinq(5)
5 | onuTypeTemplateVirPortDot1qTranslatNto1 | Nto1 identification for non to Range mode | 1.3.6.1.4.1.3320.10.16.8.1.5 | INTEGER | read to write | 1 to to 1to1; 2 to to nto1 | oto1(1), nto1(2)
6 | onuTypeTemplateVirPortDot1qTranslatSorVlanStart | Start source VLAN in Range mode | 1.3.6.1.4.1.3320.10.16.8.1.6 | INTEGER | read to write | Start VLAN ID(1 to 4094)
7 | onuTypeTemplateVirPortDot1qTranslatSorVlanEnd | End source VLAN in Range mode | 1.3.6.1.4.1.3320.10.16.8.1.7 | INTEGER | read to write | End VLAN ID(1 to 4094)
8 | onuTypeTemplateVirPortDot1qTranslatSorVlanMap | Source VLAN list for non to Range mode | 1.3.6.1.4.1.3320.10.16.8.1.8 | OCTET STRING | read to write | Source VLAN IDs such as (1,3,5,7) Or (1,3 to 5,7) Or (1 to 7)
9 | onuTypeTemplateVirPortDot1qTranslatDstVlan | Destination VLAN | 1.3.6.1.4.1.3320.10.16.8.1.9 | INTEGER | read to write | Destination VLAN ID(1 to 4094)
10 | onuTypeTemplateVirPortDot1qTranslatMixVlan | Outer Vlan of Mix mode | 1.3.6.1.4.1.3320.10.16.8.1.10 | INTEGER | read to write | Mix out VLAN ID(1 to 4094)
11 | onuTypeTemplateVirPortDot1qTranslatPriority | Outer VLAN priority | 1.3.6.1.4.1.3320.10.16.8.1.11 | INTEGER | read to write | New 8021Q priority value(0 to 7)
12 | onuTypeTemplateVirPortDot1qTranslatRowStatus |  | 1.3.6.1.4.1.3320.10.16.8.1.12 | RowStatus(INTEGER) | read to write
169、onuTypeTemplateVideoPortConfigTable(ONU Type Template Video Port Configuration)
1 | onuTypeTemplateVideoPortConfigTemplateIndex | Video port ONU index | 1.3.6.1.4.1.3320.10.16.9.1.1 | INTEGER | read to only | Index of the table, ONU port index |  |  | ONU type template index number
2 | onuTypeTemplateVideoPortConfigPortIndex | Video port index | 1.3.6.1.4.1.3320.10.16.9.1.2 | INTEGER | read to only | Index of the table, video port index |  |  | Index of Video port serial number
3 | onuTypeTemplateVideoPortConfigAdminState | Admin State | 1.3.6.1.4.1.3320.10.16.9.1.3 | INTEGER | read to write | 1 to No shutdown 2 to Shutdown | no to shutdown(1), shutdown(2)
4 | onuTypeTemplateVideoPortConfigCatvProfileID | CatvProfileID | 1.3.6.1.4.1.3320.10.16.9.1.4 | INTEGER | read to write | It points to the associated Catv profile 0 means cancel profile config
5 | onuTypeTemplateVideoPortConfigRowStatus | Do not use (3, 4 arbitrarily configured) | 1.3.6.1.4.1.3320.10.16.9.1.5 | RowStatus(INTEGER) | read to create
1610、onuTypeTemplateWanPortConfigTable(ONU Type Template Wan Port Basci Configuration)
1 | onuTypeTemplateWanPortConfigTemplateIndex |  | 1.3.6.1.4.1.3320.10.16.10.1.1 | INTEGER | read to only | Index of the table, ONU port index |  |  | ONU type template index number
2 | onuTypeTemplateWanPortConfigPortIndex |  | 1.3.6.1.4.1.3320.10.16.10.1.2 | INTEGER | read to only | Index of the table, wan port index |  |  | Index of Wan port sequnce number
3 | onuTypeTemplateWanPortConfigAdminState | Admin State | 1.3.6.1.4.1.3320.10.16.10.1.3 | INTEGER | read to write | 1 to Enable;2 to Disable | enable(1), disable(2)
4 | onuTypeTemplateWanPortConfigNat | Wan port NAT service status | 1.3.6.1.4.1.3320.10.16.10.1.4 | INTEGER | read to write | 1 to Enable;2 to Disable | enable(1), disable(2)
5 | onuTypeTemplateWanPortConfigMtu | Wan port MTU value | 1.3.6.1.4.1.3320.10.16.10.1.5 | INTEGER | read to write | MTU(1 to 65535)
6 | onuTypeTemplateWanPortConfigDialOnDemandTimeout | Wan Port dial request timeout time | 1.3.6.1.4.1.3320.10.16.10.1.6 | INTEGER | read to write | On demand timeout 0 to 65535: 0 to to dial always 1 to 65535 to to dial on demand |  | Second(s)
7 | onuTypeTemplateWanPortConfigAutoGetAddress | Wan port DHCP IP address status | 1.3.6.1.4.1.3320.10.16.10.1.7 | INTEGER | read to write | 1 to Enable;2 to Disable | enable(1), disable(2) |  | Configuration is not currently supported
8 | onuTypeTemplateWanPortConfigConnectionType | Wan port connection type | 1.3.6.1.4.1.3320.10.16.10.1.8 | INTEGER | read to write | Connection Type: 1 to to bridge 2 to to DHCP 3 to to static 4 to to PPPOE 5 to to PPPOE_bridge 6 to to PPPOE_mix | bridge(1), dhcp(2), static(3), pppoe(4), pppoe_bridge(5), pppoe_mix(6)
9 | onuTypeTemplateWanPortConfigIpVersion | Wan Port IP Protocol version | 1.3.6.1.4.1.3320.10.16.10.1.9 | INTEGER | read to write | 1 to ipv4;2 to ipv6;3 to ipv4/ipv6 | ipv4(1), ipv6(2), ipv4/ipv6(3)
10 | onuTypeTemplateWanPortConfigAutoGetIpv6Address | Wan port DHCP IPv6 address status | 1.3.6.1.4.1.3320.10.16.10.1.10 | INTEGER | read to write | 1 to Enable;2 to Disable | enable(1), disable(2) |  | Configuration is not currently supported
11 | onuTypeTemplateWanPortConfigDhcpv6PrefixDelegation | Wan port DHCPv6 prefix proxy status | 1.3.6.1.4.1.3320.10.16.10.1.11 | INTEGER | read to write | 1 to Enable;2 to Disable | enable(1), disable(2)
12 | onuTypeTemplateWanPortConfigAutoGetDnsAddress | Wan port DHCPDNS address status | 1.3.6.1.4.1.3320.10.16.10.1.12 | INTEGER | read to write | 1 to Enable;2 to Disable | enable(1), disable(2)
13 | onuTypeTemplateWanPortConfigLanDhcp | Wan port LAN DHCPservice status | 1.3.6.1.4.1.3320.10.16.10.1.13 | INTEGER | read to write | 1 to Enable;2 to Disable | enable(1), disable(2)
14 | onuTypeTemplateWanPortConfigClear | Wan port configuration remove | 1.3.6.1.4.1.3320.10.16.10.1.14 | BITS | read to write | Clear the WAN port config, every bit mean one config, 32 bits | adminState(0), connectionType(1), serviceType(2), nat(3), mtu(4), dialMode(5), autoGetIpv4Address(6), ipv4(7), tci(8), portBind(9), pppoeNamePwd(10), connectionName(11), ipVersion(12), ipv6(13), autoGetIpv6Address(14), dhcpv6PrefixDelegation(15), autoGetDnsAddress(16), pppoeServiceName(17), lanDhcp(18) |  | To clear WAN port configured nodes, each bit represents a configuration item; A total of 4 bytes, or 32 to bit parameters, are filled from left to right Disabled at the end of the right needs to fill 0 For example, if you want to remove wan port management State (adminState), LandhCP configuration, incoming parameter should be 0x80002000
15 | onuTypeTemplateWanPortConfigRowStatus |  | 1.3.6.1.4.1.3320.10.16.10.1.15 | RowStatus(INTEGER) | read to create |  |  |  | Disabled
1611、onuTypeTemplateWanPortConfigLinkTable(ONU Type Template Wan Port Binding Configuration)
1 | onuTypeTemplateWanPortConfigLinkTemplateIndex |  | 1.3.6.1.4.1.3320.10.16.11.1.1 | INTEGER | read to only | Index of the table, ONU port index |  |  | ONU type template index number
2 | onuTypeTemplateWanPortConfigLinkPortIndex |  | 1.3.6.1.4.1.3320.10.16.11.1.2 | INTEGER | read to only | Index of the table, wan port index |  |  | Index of Wan port sequnce number
3 | onuTypeTemplateWanPortConfigLinkServiceTypeInternet | Wan port service type | 1.3.6.1.4.1.3320.10.16.11.1.3 | INTEGER | read to write | Internet Service Type: 1 to to Enable 2 to to Disable | enable(1), disable(2) |  | Optional attribute
4 | onuTypeTemplateWanPortConfigLinkServiceTypeVoip | Wan port service type | 1.3.6.1.4.1.3320.10.16.11.1.4 | INTEGER | read to write | Voip Service Type: 1 to to Enable 2 to to Disable | enable(1), disable(2) |  | Optional attribute
5 | onuTypeTemplateWanPortConfigLinkServiceTypeTr069 | Wan port service type | 1.3.6.1.4.1.3320.10.16.11.1.5 | INTEGER | read to write | Tr069 Service Type: 1 to to Enable 2 to to Disable | enable(1), disable(2) |  | Optional attribute
6 | onuTypeTemplateWanPortConfigLinkServiceTypeOther | Wan port service type | 1.3.6.1.4.1.3320.10.16.11.1.6 | INTEGER | read to write | Other Service Type: 1 to to Enable 2 to to Disable | enable(1), disable(2) |  | Optional attribute
7 | onuTypeTemplateWanPortConfigLinkRowStatus |  | 1.3.6.1.4.1.3320.10.16.11.1.7 | RowStatus(INTEGER) | read to create |  |  |  | Enabled
1612、onuTypeTemplateWanPortConfigIpTable(ONU Type Template Wan Port IP Configuration)
1 | onuTypeTemplateWanPortConfigIpTemplateIndex |  | 1.3.6.1.4.1.3320.10.16.12.1.1 | INTEGER | read to only | Index of the table, ONU port index |  |  | ONU type template index number
2 | onuTypeTemplateWanPortConfigIpPortIndex |  | 1.3.6.1.4.1.3320.10.16.12.1.2 | INTEGER | read to only | Index of the table, wan port index |  |  | Index of Wan port sequnce number
3 | onuTypeTemplateWanPortConfigIpAddress | Wan port IP address | 1.3.6.1.4.1.3320.10.16.12.1.3 | IpAddress | read to write | IP Address: AAAA |  |  | Required propertie
4 | onuTypeTemplateWanPortConfigIpMask | Wan port subnet mask | 1.3.6.1.4.1.3320.10.16.12.1.4 | IpAddress | read to write | Netmask: AAAA |  |  | Required propertie
5 | onuTypeTemplateWanPortConfigIpGateway | Wan port gateway | 1.3.6.1.4.1.3320.10.16.12.1.5 | IpAddress | read to write | Gateway: AAAA |  |  | Required propertie
6 | onuTypeTemplateWanPortConfigIpPriDns | Wan port primary DNS address | 1.3.6.1.4.1.3320.10.16.12.1.6 | IpAddress | read to write | Primary DNS: AAAA |  |  | Required propertie
7 | onuTypeTemplateWanPortConfigIpSecDns | Wan port backup DNS address | 1.3.6.1.4.1.3320.10.16.12.1.7 | IpAddress | read to write | Secondary DNS: AAAA |  |  | Required propertie
8 | onuTypeTemplateWanPortConfigIpRowStatus |  | 1.3.6.1.4.1.3320.10.16.12.1.8 | RowStatus(INTEGER) | read to create |  |  |  | Enabled
1613、onuTypeTemplateWanPortConfigTciTable(ONU Type Template Wan Port TCI Configuration)
1 | onuTypeTemplateWanPortConfigTciTemplateIndex |  | 1.3.6.1.4.1.3320.10.16.13.1.1 | INTEGER | read to only | Index of the table, ONU port index |  |  | ONU type template index number
2 | onuTypeTemplateWanPortConfigTciPortIndex |  | 1.3.6.1.4.1.3320.10.16.13.1.2 | INTEGER | read to only | Index of the table, wan port index |  |  | Index of Wan port sequnce number
3 | onuTypeTemplateWanPortConfigTciVlanId | Wan port TCI VLAN information | 1.3.6.1.4.1.3320.10.16.13.1.3 | INTEGER | read to write | Vlan ID(0 to 4094) 0 for vlan disable | 0 to 4094 |  | Optional attribute
4 | onuTypeTemplateWanPortConfigTciPri | Wan port TCI priority | 1.3.6.1.4.1.3320.10.16.13.1.4 | INTEGER | read to write | Priority(0 to 7) | 0 to 7 |  | Optional attribute
5 | onuTypeTemplateWanPortConfigTciDei | Wan port TCI DEI information | 1.3.6.1.4.1.3320.10.16.13.1.5 | INTEGER | read to write | DEI(0,1) | 0 to 1 |  | Optional attribute
6 | onuTypeTemplateWanPortConfigTciRowStatus |  | 1.3.6.1.4.1.3320.10.16.13.1.6 | RowStatus(INTEGER) | read to create |  |  |  | Enabled
1614、onuTypeTemplateWanPortConfigBindTable(ONU Type Template Wan Port Binding Configuration)
1 | onuTypeTemplateWanPortConfigBindTemplateIndex |  | 1.3.6.1.4.1.3320.10.16.14.1.1 | INTEGER | read to only | Index of the table, ONU port index |  |  | ONU type template index number
2 | onuTypeTemplateWanPortConfigBindPortIndex |  | 1.3.6.1.4.1.3320.10.16.14.1.2 | INTEGER | read to only | Index of the table, wan port index |  |  | Index of Wan port sequnce number
3 | onuTypeTemplateWanPortConfigBindLan1 | Wan port binds UNI1 port | 1.3.6.1.4.1.3320.10.16.14.1.3 | INTEGER | read to write | 1 to Enable;2 to Disable | enable(1), disable(2) |  | Optional attribute
4 | onuTypeTemplateWanPortConfigBindLan2 | Wan port binds UNI2 port | 1.3.6.1.4.1.3320.10.16.14.1.4 | INTEGER | read to write | 1 to Enable;2 to Disable | enable(1), disable(2) |  | Optional attribute
5 | onuTypeTemplateWanPortConfigBindLan3 | Wan port binds UNI3 port | 1.3.6.1.4.1.3320.10.16.14.1.5 | INTEGER | read to write | 1 to Enable;2 to Disable | enable(1), disable(2) |  | Optional attribute
6 | onuTypeTemplateWanPortConfigBindLan4 | Wan port binds UNI4 port | 1.3.6.1.4.1.3320.10.16.14.1.6 | INTEGER | read to write | 1 to Enable;2 to Disable | enable(1), disable(2) |  | Optional attribute
7 | onuTypeTemplateWanPortConfigBindSsid | A Wan port binds a WLAN port | 1.3.6.1.4.1.3320.10.16.14.1.7 | BITS | read to write | Bridge bind ssid port, 8 bits represent 8 ssid, 0 is not bind, 1 is bind | ssid1(0), ssid2(1), ssid3(2), ssid4(3), ssid5(4), ssid6(5), ssid7(6), ssid8(7) |  | Optional attribute
8 | onuTypeTemplateWanPortConfigBindRowStatus |  | 1.3.6.1.4.1.3320.10.16.14.1.8 | RowStatus(INTEGER) | read to create |  |  |  | Enabled
1615、onuTypeTemplateWanPortConfigPppoeTable(ONU Type Template Wan Port PPPOE Configuration)
1 | onuTypeTemplateWanPortConfigPppoeTemplateIndex |  | 1.3.6.1.4.1.3320.10.16.15.1.1 | INTEGER | read to only | Index of the table, ONU port index |  |  | ONU type template index number
2 | onuTypeTemplateWanPortConfigPppoePortIndex |  | 1.3.6.1.4.1.3320.10.16.15.1.2 | INTEGER | read to only | Index of the table, wan port index |  |  | Index of Wan port sequnce number
3 | onuTypeTemplateWanPortConfigPppoeUsername | Wan port PPPOE Username | 1.3.6.1.4.1.3320.10.16.15.1.3 | OCTET STRING | read to write | PPPOE Username(1 to 50bytes) |  |  | Required propertie
4 | onuTypeTemplateWanPortConfigPppoePassword | Wan port PPPOE Password | 1.3.6.1.4.1.3320.10.16.15.1.4 | OCTET STRING | read to write | PPPOE Password(1 to 50bytes) |  |  | Required propertie
5 | onuTypeTemplateWanPortConfigPppoeRowStatus |  | 1.3.6.1.4.1.3320.10.16.15.1.5 | RowStatus(INTEGER) | read to create |  |  |  | Enabled
1616、onuTypeTemplateWanPortConfigConnNameTable(Wan Port CONNECTION NAME Binding Configuration)
1 | onuTypeTemplateWanPortConfigConnNameDeviceIndex |  | 1.3.6.1.4.1.3320.10.16.16.1.1 | INTEGER | read to only | Index of the table, ONU port index |  |  | ONU type template index number
2 | onuTypeTemplateWanPortConfigConnNamePortIndex |  | 1.3.6.1.4.1.3320.10.16.16.1.2 | INTEGER | read to only | Index of the table, wan port index |  |  | Index of Wan port sequnce number
3 | onuTypeTemplateWanPortConfigConnName | Wan port Connection Name | 1.3.6.1.4.1.3320.10.16.16.1.3 | OCTET STRING | read to write | connection name(1 to 50bytes) |  |  | Required propertie
4 | onuTypeTemplateWanPortConfigConnNameRowStatus |  | 1.3.6.1.4.1.3320.10.16.16.1.4 | RowStatus(INTEGER) | read to create |  |  |  | Enabled
1617、onuTypeTemplateWanPortConfigPppoeServcieNameTable(ONU Type Template Wan Port PPPOE SERVICE NAME Configuration)
1 | onuTypeTemplateWanPortConfigPppoeServcieNameDeviceIndex |  | 1.3.6.1.4.1.3320.10.16.17.1.1 | INTEGER | read to only | Index of the table, ONU port index |  |  | ONU type template index number
2 | onuTypeTemplateWanPortConfigPppoeServcieNamePortIndex |  | 1.3.6.1.4.1.3320.10.16.17.1.2 | INTEGER | read to only | Index of the table, wan port index |  |  | Index of Wan port sequnce number
3 | onuTypeTemplateWanPortConfigPppoeServcieName | Wan port PPPOE Servcie Name | 1.3.6.1.4.1.3320.10.16.17.1.3 | OCTET STRING | read to write | connection name(1 to 50bytes) |  |  | Required propertie
4 | onuTypeTemplateWanPortConfigPppoeServcieNameRowStatus |  | 1.3.6.1.4.1.3320.10.16.17.1.4 | RowStatus(INTEGER) | read to create |  |  |  | Enabled
1618、onuTypeTemplateWanPortConfigIpv6Table(ONU Type Template Wan Port Ipv6 Configuration)
1 | onuTypeTemplateWanPortConfigIpv6TemplateIndex |  | 1.3.6.1.4.1.3320.10.16.18.1.1 | INTEGER | read to only | Index of the table, ONU port index |  |  | ONU type template index number
2 | onuTypeTemplateWanPortConfigIpv6PortIndex |  | 1.3.6.1.4.1.3320.10.16.18.1.2 | INTEGER | read to only | Index of the table, wan port index |  |  | Index of Wan port sequnce number
3 | onuTypeTemplateWanPortConfigIpv6Address | Wan port IPv6 address | 1.3.6.1.4.1.3320.10.16.18.1.3 | InetAddressIPv6(OCTET STRING) | read to write | Config IPv6 Address |  |  | Required propertie
4 | onuTypeTemplateWanPortConfigIpv6Mask | Wan port IPv6 subnet mask | 1.3.6.1.4.1.3320.10.16.18.1.4 | InetAddressIPv6(OCTET STRING) | read to write | Config ipv6 Netmask |  |  | Required propertie
5 | onuTypeTemplateWanPortConfigIpv6Gateway | Wan port IPv6 gateway | 1.3.6.1.4.1.3320.10.16.18.1.5 | InetAddressIPv6(OCTET STRING) | read to write | Config ipv6 Gateway |  |  | Required propertie
6 | onuTypeTemplateWanPortConfigIpv6PriDns | Wan port IPv6 primary DNS address | 1.3.6.1.4.1.3320.10.16.18.1.6 | InetAddressIPv6(OCTET STRING) | read to write | Config ipv6 Primary DNS |  |  | Required propertie
7 | onuTypeTemplateWanPortConfigIpv6SecDns | Wan port IPv6 backup DNS address | 1.3.6.1.4.1.3320.10.16.18.1.7 | InetAddressIPv6(OCTET STRING) | read to write | Config ipv6 Secondary DNS |  |  | Required propertie
8 | onuTypeTemplateWanPortConfigIpv6RowStatus |  | 1.3.6.1.4.1.3320.10.16.18.1.8 | RowStatus(INTEGER) | read to create |  |  |  | Enabled
1619、onuTypeTemplateVoipPortConfigTable(ONU Type Template VOIP Port Configuration)
1 | onuTypeTemplateVoipPortConfigTemplateIndex |  | 1.3.6.1.4.1.3320.10.16.19.1.1 | INTEGER | read to only |  |  |  | ONU type template index number
2 | onuTypeTemplateVoipPortConfigVoipPortIndex |  | 1.3.6.1.4.1.3320.10.16.19.1.2 | INTEGER | read to only |  |  |  | Index of Voip port sequence number
3 | onuTypeTemplateVoipPortConfigVoipPortAdminState | VOIP port Admin State | 1.3.6.1.4.1.3320.10.16.19.1.3 | INTEGER | read to write | 1 to No shutdown 2 to Shutdown | no to shutdown(1), shutdown(2)
4 | onuTypeTemplateVoipPortConfigVoipPortProfileID | VOIP port binding VOIP configuration template | 1.3.6.1.4.1.3320.10.16.19.1.4 | INTEGER | read to write | It points to the associated Voip Port profile 0 means cancel profile config Default value is 0
5 | onuTypeTemplateVoipPortConfigSipDialPlanProfileID | VOIP port binding network dial schedule | 1.3.6.1.4.1.3320.10.16.19.1.5 | INTEGER | read to write | It points to the associated Voip Sip Dial Plan profile 0 means cancel profile config Default value is 0
6 | onuTypeTemplateVoipPortConfigVoipPortH248Tid | H248 user ID on VOIP port | 1.3.6.1.4.1.3320.10.16.19.1.6 | OCTET STRING | read to write | ONU voip port h248 tid
7 | onuTypeTemplateVoipPortConfigVoipPortH248Mid | H248 message ID on VOIP port | 1.3.6.1.4.1.3320.10.16.19.1.7 | OCTET STRING | read to write | ONU voip port h248 mid
8 | onuTypeTemplateVoipPortConfigVoipPortSipUserAor | The USER's AOR over the VOIP port | 1.3.6.1.4.1.3320.10.16.19.1.8 | OCTET STRING | read to write | ONU voip port Sip User Aor
9 | onuTypeTemplateVoipPortConfigVoipPortSipDispname | User name displayed on VOIP port | 1.3.6.1.4.1.3320.10.16.19.1.9 | OCTET STRING | read to write | ONU voip port Sip Display name
10 | onuTypeTemplateVoipPortConfigVoipPortSipUsername | User account on VOIP port | 1.3.6.1.4.1.3320.10.16.19.1.10 | OCTET STRING | read to write | ONU voip port Sip User name
11 | onuTypeTemplateVoipPortConfigVoipPortSipPassword | User password on VOIP port | 1.3.6.1.4.1.3320.10.16.19.1.11 | OCTET STRING | read to write | ONU voip port Sip Password
12 | onuTypeTemplateVoipPortConfigRowStatus | row status | 1.3.6.1.4.1.3320.10.16.19.1.12 | RowStatus(INTEGER) | read to create |  |  |  | Disabled the row status
1620、onuTypeTemplateWifiConfigTable(ONU Type Template WIFI Basic Configuration)
1 | onuTypeTemplateWifiConfigTemplateIndex |  | 1.3.6.1.4.1.3320.10.16.20.1.1 | INTEGER | read to only | Index of the table, ONU port index |  |  | ONU type template index number
2 | onuTypeTemplateWifiConfigPortIndex |  | 1.3.6.1.4.1.3320.10.16.20.1.2 | INTEGER | read to only | Index of the table, 24G(1) or 5G(2) wifi port index | w_2_4_G_mode(1), w_5G_mode(2) |  | Index of Wifi port sequence number
3 | onuTypeTemplateWifiConfigTxpowerMode | Wifi transmit power mode | 1.3.6.1.4.1.3320.10.16.20.1.3 | INTEGER | read to write | wifi txpower mode | percent_15(1), percent_35(2), percent_50(3), percent_70(4), percent_100(5)
4 | onuTypeTemplateWifiConfigTxRate | Wifi transmit rate mode | 1.3.6.1.4.1.3320.10.16.20.1.4 | INTEGER | read to write | Wifi TxRate: 0 to to 1M 1 to to 2M 2 to to 55M 3 to to 6M 4 to to 9M 5 to to 11M 7 to to 12M 8 to to 18M 9 to to 24M 10 to to 36M 11 to to 48M 12 to to 54M 13 to 28 to to MC0 to MC15 (for 24G) 29 to 38 to to NSS1 to MCS0 to NSS1 to MCS9 (for 5G) 39 to 48 to to NSS2 to MCS0 to NSS2 to MCS9 (for 5G)
5 | onuTypeTemplateWifiConfigCtrlband | Wifi control bandwidth | 1.3.6.1.4.1.3320.10.16.20.1.5 | INTEGER | read to write | Wifi ctrlband: 0 to lower(24G);1 to upper(24);2 to auto(5G) | lower(0), upper(1), auto(2)
6 | onuTypeTemplateWifiConfigWlanEnable | Wifi WLAN enabled status | 1.3.6.1.4.1.3320.10.16.20.1.6 | INTEGER | read to write | WlanEnable: 1 to Enable;2 to Disable | enable(1), disable(2)
7 | onuTypeTemplateWifiConfigClear | Wifi mode configuration cleared | 1.3.6.1.4.1.3320.10.16.20.1.7 | BITS | read to write | Clear the Wifi mode config, every bit mean one config, 8 bits | chanInfoWidthMode(0), txRate(1), ctrlBand(2), wlanEnable(3), chanInfoTxPower(4) |  | Clear the node configured in Wifi mode, each bit represents a configuration item; A total of 1 byte, or 8 to bit parameters, is filled from left to right Disabled at the end of the right needs to fill 0 For example, the configuration of 5g wifi channel bandwidth mode (chanInfoWidthMode) and channel transmission power (chanInfoTxPower) needs to be removed with the parameter passed in as 0x88
8 | onuTypeTemplateWifiConfigRowStatus | row status | 1.3.6.1.4.1.3320.10.16.20.1.8 | RowStatus(INTEGER) | read to create | onu Wifi Config Row Status |  |  | Disabled the row status
1621、onuTypeTemplateWifiConfigChannelTable(ONU Type Template wifi Channel Configuration)
1 | onuTypeTemplateWifiConfigChannelTemplateIndex |  | 1.3.6.1.4.1.3320.10.16.21.1.1 | INTEGER | read to only | Index of the table, ONU port index |  |  | ONU type template index number
2 | onuTypeTemplateWifiConfigChannelPortIndex |  | 1.3.6.1.4.1.3320.10.16.21.1.2 | INTEGER | read to only | Index of the table, ONU wifi 24G(1)/5G(2) mode index | w_2_4_G_mode(1), w_5G_mode(2) |  | Index of Wifi port sequence number
3 | onuTypeTemplateWifiConfigChannelWidth | Wifi channel width | 1.3.6.1.4.1.3320.10.16.21.1.3 | INTEGER | read to write | Wifi Channel Width: 1 to to 20MHz for 24G/5G 2 to to 40MHz for 24G/5G 3 to to 20/40MHz for 24G 4 to to 80MHz for 5G | w_20MHz(1), w_40MHz(2) w_20/40MHz(3), w_80MHz(4)
4 | onuTypeTemplateWifiConfigChannelId | Wifi channel ID | 1.3.6.1.4.1.3320.10.16.21.1.4 | INTEGER | read to write | Wifi Channel Id: Id:0 for auto choose channel id Id:1 to 13 for 20MHz width for 24G Id:5 to 13 for 40MHz or 20/40MHz width 24G Id:36\40\44\48\52\56\60\64\149\153\157\161\165 for 5G And id 165 is only for 20Mhz(5G) channel width
5 | onuTypeTemplateWifiConfigChannelRowStatus | Enable Row status | 1.3.6.1.4.1.3320.10.16.21.1.5 | RowStatus(INTEGER) | read to create | wifi config channel row status |  |  | Enabled
1622、onuTypeTemplateWifiConfigSsidTable(ONU Type Template wifiSsid Configuration)
1 | onuTypeTemplateWifiConfigSsidTemplateIndex |  | 1.3.6.1.4.1.3320.10.16.22.1.1 | INTEGER | read to only | Index of the table, ONU port index |  |  | ONU type template index number
2 | onuTypeTemplateWifiConfigSsidPortIndex |  | 1.3.6.1.4.1.3320.10.16.22.1.2 | INTEGER | read to only | Index of the table, ssid index |  |  | Index of Wifi SSID port sequence number
3 | onuTypeTemplateWifiConfigSsidAdmin | wifi ssid enable | 1.3.6.1.4.1.3320.10.16.22.1.3 | INTEGER | read to write | Ssid Admin: 1 to Eable;2 to Disable | enable(1), disable(2)
4 | onuTypeTemplateWifiConfigSsidbroadcastadmin | Wifi SSID broadcast enabled | 1.3.6.1.4.1.3320.10.16.22.1.4 | INTEGER | read to write | Ssid Broadcast Admin: 1 to Eable;2 to Disable | enable(1), disable(2)
5 | onuTypeTemplateWifiConfigSsidMaxsta | Maximum access user for WIFI SSID | 1.3.6.1.4.1.3320.10.16.22.1.5 | INTEGER | read to write | 1 to 128 config ssid max user number, 0 to to max user number is not limited
6 | onuTypeTemplateWifiConfigWlanStandard | wifi ssid wlan Standard | 1.3.6.1.4.1.3320.10.16.22.1.6 | INTEGER | read to write | WlanStandard: 1 to to 80211b(24G) 2 to to 80211g(24G) 3 to to 80211n(24G) 4 to to 80211b+80211g(24G) 5 to to 80211g+80211n(24G) 6 to to 80211b+80211g+80211n(24G) 7 to to A(5G) 8 to to N(5G) 9 to to A+N(5G) 10 to to AC(5G) 11 to to N+AC(5G) 12 to to A+N+AC(5G)
7 | onuTypeTemplateWifiConfigSGI | wifi SGI | 1.3.6.1.4.1.3320.10.16.22.1.7 | INTEGER | read to write | SGI: 1 to Eable;2 to Disable | enable(1), disable(2)
8 | onuTypeTemplateWifiConfigSsidClear | wifi port configuration Clear | 1.3.6.1.4.1.3320.10.16.22.1.8 | BITS | read to write | Clear the Wifi port config, every bit mean one config, 8 bits | ssidName(0), ssidAdmin(1), ssidBcstAdmin(2), ssidMaxSta(3), wlanStandard(4), encryptMode(5), encryptKey(6), encryptSgi(7) |  | Clear the node configured in Wifi port, each bit represents a configuration item; A total of 1 byte, or 8 to bit parameters, is filled from left to right Disabled at the end of the right needs to fill 0 For example, the ssidName and SGI configurations for SSID 5 wifi need to be removed and the parameter passed in should be 0x81
9 | onuTypeTemplateWifiConfigSsidRowStatus | Row status | 1.3.6.1.4.1.3320.10.16.22.1.9 | RowStatus(INTEGER) | read to create | wifi config ssid row status |  |  | Disabled
1623、onuTypeTemplateWifiConfigSsidEncryptTable(ONU Type Template wifiSsid Encrypt Configuration)
1 | onuTypeTemplateWifiConfigSsidEncryptTemplateIndex |  | 1.3.6.1.4.1.3320.10.16.23.1.1 | INTEGER | read to only | Index of the table, ONU port index |  |  | ONU type template index number
2 | onuTypeTemplateWifiConfigSsidEncryptPortIndex |  | 1.3.6.1.4.1.3320.10.16.23.1.2 | INTEGER | read to only | Index of the table, wifi ssid index |  |  | Index of Wifi SSID port sequence number
3 | onuTypeTemplateWifiConfigSsidEncryptMode | wifi ssidEncryption mode | 1.3.6.1.4.1.3320.10.16.23.1.3 | INTEGER | read to write | Encrypt Mode: 0 to to none 1 to to wep 2 to to wpa 3 to to wpa2 4 to to wpa_wpa2 | none(0), wep(1), wpa(2), wpa2(3), wpa_wpa2(4)
4 | onuTypeTemplateWifiConfigSsidEncryptKey | wifi ssid EncryptKey | 1.3.6.1.4.1.3320.10.16.23.1.4 | OCTET STRING | read to write | wifi encrypt key (8 to 64 byte)
5 | onuTypeTemplateWifiConfigSsidEncryptRowStatus | Enable Row status | 1.3.6.1.4.1.3320.10.16.23.1.5 | RowStatus(INTEGER) | read to create | Wifi Config Ssid Encrypt Row Status |  |  | Enabled
1624、onuTypeTemplateWifiConfigSsidNameTable(ONU Type Template wifiSsid Name Configuration)
1 | onuTypeTemplateWifiConfigSsidNameTemplateIndex |  | 1.3.6.1.4.1.3320.10.16.24.1.1 | INTEGER | read to only | Index of the table, ONU port index |  |  | ONU type template index number
2 | onuTypeTemplateWifiConfigSsidNamePortIndex |  | 1.3.6.1.4.1.3320.10.16.24.1.2 | INTEGER | read to only | Index of the table, wifi ssid index |  |  | Index of Wifi SSID port sequence number
3 | onuTypeTemplateWifiConfigSsidName | wifi ssid Name | 1.3.6.1.4.1.3320.10.16.24.1.3 | OCTET STRING | read to write | config ssid name (1 to 32 byte)
4 | onuTypeTemplateWifiConfigSsidNameRowStatus | Enable Row status | 1.3.6.1.4.1.3320.10.16.24.1.4 | RowStatus(INTEGER) | read to create | Wifi Config Ssid Name Row Status |  |  | Enabled

## NMS-MAC-MIB
No | Field | Name | OID | Type | Access | Description | Effective Value Range | Unit | Remarks
1、fdbReadByPortTable( Port based MAC Address Enqury Table)
1 | ifFdbReadByPortIndex | Port Index | 1.3.6.1.4.1.3320.152.1.1.1 | INTEGER | read to only | Index of interface |  |  | This table uses a three-level index, including ifFdbReadByPortIndex、ifFdbReadByPortVlanID、ifFdbReadByPortMacAddress Since the actual purpose of this table is to retrieve the entire MAC address table for each ifindex and then select the table item corresponding to the current IfinDEX for return The walk一time requires [maximum number of physical ports] timemac table to acquire, which is very inefficient in implementation and is not recommended To read the MAC address, it is suggested to use the standard MIB dot1qTpFdbTable(1361211743), and then selecte the corresponding port by the network administrator For EPON LLID, if the address must be found according to the LLID port, it is recommended to use MIB llidMacSearch(136141332010192) For GPON ONUID, if you must find an address based on the ONUID port, it is recommended to use MIB nmsGponMacSearchObj(13614133201015) This table has been abolished at 16562 Tis node is the standard MIB ifindex
2 | ifFdbReadByPortVlanID | vlan ID | 1.3.6.1.4.1.3320.152.1.1.2 | INTEGER | read to only | vlanID of mac address The range is 1 to 4094 | 1 to 4094
3 | ifFdbReadByPortMacAddress | Mac address | 1.3.6.1.4.1.3320.152.1.1.3 | MacAddress(OCTET STRING) | read to only | Mac address
2、userFdbTable(User mac Address Table)
1 | ifUserFdbModuleID | Module ID | 1.3.6.1.4.1.3320.152.2.1.1 | INTEGER | read to only | ModuleID Value is 1 | 1 |  | This table two-level index, that is ifUserFdbModuleID and ifUserFdbIndex This table gets the first eight MAC addresses based on the port It is not recommended because it is not functional and has the same performance issues as the fdbReadByPortTable Refer to remarks of fdbReadByPortTable This list has been abolished at 16562
2 | ifUserFdbIndex | Port Index | 1.3.6.1.4.1.3320.152.2.1.2 | INTEGER | read to only | Index of interface |  |  | That is the standard MIB ifindex
3 | ifUserFdbMacAddress1 | User Mac address1 | 1.3.6.1.4.1.3320.152.2.1.3 | MacAddress(OCTET STRING) | read to only | The first of user mac address
4 | ifUserFdbMacAddress2 | User Mac address2 | 1.3.6.1.4.1.3320.152.2.1.4 | MacAddress(OCTET STRING) | read to only | The second of user mac address
5 | ifUserFdbMacAddress3 | User Mac address3 | 1.3.6.1.4.1.3320.152.2.1.5 | MacAddress(OCTET STRING) | read to only | The third of user mac address
6 | ifUserFdbMacAddress4 | User Mac address4 | 1.3.6.1.4.1.3320.152.2.1.6 | MacAddress(OCTET STRING) | read to only | The fourth of user mac address
7 | ifUserFdbMacAddress5 | User Mac address5 | 1.3.6.1.4.1.3320.152.2.1.7 | MacAddress(OCTET STRING) | read to only | The fifth of user mac address
8 | ifUserFdbMacAddress6 | User Mac address6 | 1.3.6.1.4.1.3320.152.2.1.8 | MacAddress(OCTET STRING) | read to only | The sixth of user mac address
9 | ifUserFdbMacAddress7 | User Mac address7 | 1.3.6.1.4.1.3320.152.2.1.9 | MacAddress(OCTET STRING) | read to only | The seventh of user mac address
10 | ifUserFdbMacAddress8 | User Mac address8 | 1.3.6.1.4.1.3320.152.2.1.10 | MacAddress(OCTET STRING) | read to only | The eighth of user mac address
3、portDisableLearningTable(Disable Port MAC Address Learning Table)
1 | ifPortDisableLearningIndex | Port Index | 1.3.6.1.4.1.3320.152.3.1.1 | INTEGER | read to only | Index of interface |  |  | Use the MIB ifindex as the index This node is the standard MIB ifindex
2 | disableLearning | Disable port MAC address learning | 1.3.6.1.4.1.3320.152.3.1.2 | INTEGER | read to write | Interface mac address learning config 1 to enable, 2 to disable Default is enable | enable to learning(1) disable to learning(2)
4、vlanDisableLearningTable(Disable vlan MAC Address Learning Table)
1 | ifVlanDisableLearningIndex | Port Index | 1.3.6.1.4.1.3320.152.4.1.1 | INTEGER | read to only | VlanID to config The range is 1 to 4094 |  |  | Use the VLAN ID as the index
2 | vlanDisableLearning | Disable VLAN MAC address learning | 1.3.6.1.4.1.3320.152.4.1.2 | INTEGER | read to write | Vlan mac address learning config 1 to enable, 2 to disable Default is enable | enable to learning(1) disable to learning(2)
5、fdbStatistic(MAC Address Statistics)
1 | fdbGlobalCurrentNumber | Current entry number in mac address table | 1.3.6.1.4.1.3320.152.5.1.1 | INTEGER | read to only | Current entry number in mac address table
2 | fdbGlobalMaxNumber | Max entry number in mac address table | 1.3.6.1.4.1.3320.152.5.1.2 | INTEGER | read to only | Max entry number in mac address table
6、fdbChange(MAC Address Fording Table Change)
61、fdbChangeGroup(MAC Address Fording Table Change Information Group)
1 | fdbChangeMacAddress | MAC Address | 1.3.6.1.4.1.3320.152.6.1.1 | MacAddress(OCTET STRING) | accessible to for to notify | Mac Address
2 | fdbChangeVlan | VLAN ID | 1.3.6.1.4.1.3320.152.6.1.2 | INTEGER | accessible to for to notify | VLAN ID
3 | fdbChangeStatus | Change Status | 1.3.6.1.4.1.3320.152.6.1.3 | INTEGER | accessible to for to notify | Status change type of the FDB entry | new to learnt(1) Learning station to move(2) Migrating aged to out(3) Aging
4 | fdbChangeIfindex | Port Index | 1.3.6.1.4.1.3320.152.6.1.4 | INTEGER | accessible to for to notify | Index of interface |  |  | That is the standard MIB ifindex
5 | fdbChangeIfDescr | Description of interface | 1.3.6.1.4.1.3320.152.6.1.5 | DisplayString(OCTET STRING) | accessible to for to notify | Description of interface |  |  | That is the standard MIB ifindex
6 | fdbChangeOriginIfindex | Index of origin interface migration | 1.3.6.1.4.1.3320.152.6.1.6 | INTEGER | accessible to for to notify | Index of interface, which is the original interface before station movement |  |  | That is the standard MIB ifindex Non-migration notification does not bind to this variable
7 | fdbChangeOriginIfDescr | Description of origin interface migration | 1.3.6.1.4.1.3320.152.6.1.7 | DisplayString(OCTET STRING) | accessible to for to notify | Description of interface, which is the original interface before station movement |  |  | That is the standard MIB ifindex Non-migration notification does not bind to this variable
62、fdbChangeNotifications(MAC Address Forwarding Table Change Notification)
1 | fdbChangeNotification | MAC address forwarding change notification(Notifications need to be enabled) | 1.3.6.1.4.1.3320.152.6.2.1 | NOTIFICATION |  | The agent generates this notification when fdb changes |  |  | Binding variable: 1: fdbChangeMacAddress(13614133201526110) 2: fdbChangeVlan(13614133201526120) 3: fdbChangeStatus(13614133201526130) 4: fdbChangeIfindex(13614133201526140) 5:fdbChangeIfDescr(13614133201526150) 6: fdbChangeOriginIfindex(13614133201526160) 7:fdbChangeOriginIfDescr(13614133201526170)
63、fdbChangeConfig(MAC Address Forwarding Table Change Configuration)
1 | fdbChangeSelNotifyStatus | Select notify type | 1.3.6.1.4.1.3320.152.6.3.1 | BITS | read to write | Select type of status change should be notified | new to learnt(0) Learning station to move(1) Migrating aged to out(2) Aging
2 | fdbChangeSelNotifyAction | Select notify action | 1.3.6.1.4.1.3320.152.6.3.2 | BITS | read to write | Select notify action | syslog(0) snmp to trap(1)

## NMS-POE-MIB
No | Field | Name | OID | Type | Access | Description | Effective Value Range | Unit | Remarks
poe(POE Switch Related mib)
powerEtherTable
1 | ifIndex | Interface index | 1.3.6.1.4.1.3320.2.236.1.1.1 | INTEGER | read to only | Interface index of device The same value as ifIndex in ifTable
2 | ifDescr | Device interface description | 1.3.6.1.4.1.3320.2.236.1.1.2 | OCTET STRING | read to only | Interface description of device The same value as ifDescr in ifTable
3 | ifPethPortControlAbility | Describes the capability of controlling the PSE functions | 1.3.6.1.4.1.3320.2.236.1.1.3 | INTEGER | read to only | Describes the capability of controlling the PSE functions
4 | ifPethPortMaxPower | Limit the maximal available power on a port | 1.3.6.1.4.1.3320.2.236.1.1.4 | INTEGER | read to write | Limit the maximal available power on a port The maximal value is 30, unit is Watts
5 | ifPethPortConsumptionPower | Measure usage power of ports | 1.3.6.1.4.1.3320.2.236.1.1.5 | INTEGER | read to only | Measured usage power expressed in Watts Unit is Watts

## NMS-POWER-EXT-MIB
No | Field | Name | OID | Type | Access | Description | Effective Value Range | Unit | Remarks
NMS to POWER to EXT to MIB(Definition of Device Power Failure Alarm)
powerExt
1、Global Variables
1 | power1Status | power1 status | 1.3.6.1.4.1.3320.9.251.1 | INTEGER | read to only | Power status: down(0), up(1)
2 | power2Status | power2 status | 1.3.6.1.4.1.3320.9.251.2 | INTEGER | not to accessible | Power status , down(0), up(1) |  |  | 1: down(0) 2: up(1)
2、powerExtNotifications(Power Ext Notifications)
1 | powerExtNotification | Generates this notification when power status changes | 1.3.6.1.4.1.3320.9.251.3.1 |  |  | The agent generates this notification when power status changes
2 | Objects: | 1: power1Status
2: power2Status

## NMS-CARD-SYS-MIB
No. | Field | Name | OID | Type | Access | Description | Effective Value Range | Unit | Remarks
cardSys
1、cardSystemSetTable
1 | cardSysIndex | Card system Index | 1.3.6.1.4.1.3320.9.181.1.1.1 | INTEGER | read to only | Index into cardTable (not physical chassis slot number),the same with the bdcardIndex of bdcardTable in BDCOM to CHASSIS to MIB.
2 | cardSysDescr | Card system description | 1.3.6.1.4.1.3320.9.181.1.1.2 | OCTET STRING | read to only | the same with the bdcardDescr of bdcardTable in BDCOM to CHASSIS to MIB.
3 | cardSysType | Card system type | 1.3.6.1.4.1.3320.9.181.1.1.3 | INTEGER | read to only | the same with the bdcardType of bdcardTable in BDCOM to CHASSIS to MIB.
4 | cardCPUUtilThreshold | Card CPU utilization upper limit value | 1.3.6.1.4.1.3320.9.181.1.1.4 | INTEGER | read to write | Card CPU utilization upper limit value.
5 | cardMemUtilThreshold | Card memory utilization upper limit value | 1.3.6.1.4.1.3320.9.181.1.1.5 | INTEGER | read to write | Card memory utilization upper limit value
6 | cardCPUTempThreshold | Card CPU temperature upper limit value. | 1.3.6.1.4.1.3320.9.181.1.1.6 | INTEGER | read to write | Card CPU temperature upper limit value.
7 | cardCPUTempCurr | Card CPU current temperature. | 1.3.6.1.4.1.3320.9.181.1.1.7 | INTEGER | read to only | Card CPU current temperature.
2、Global variable
1 | cardElementStatus | Card element status | 1.3.6.1.4.1.3320.9.181.2 | INTEGER | not to accessible | Card element status, only use for variable binding in card system notifications. |  |  | 1: normal(1) 2: warning(2)
2 | cardElementType | Card element type | 1.3.6.1.4.1.3320.9.181.3 | INTEGER | not to accessible | Card element status, only use for variable binding in card system notifications. |  |  | 1: cpu(1) 2: memory(2) 3: cpu to temperature(3)
………………………..
3、cardSysNotifications(Card system Notifications)
1 | cardSysNotification | Generates this notification when certain card element value exceeds upper limit defined above | 1.3.6.1.4.1.3320.9.181.4.1 |  |  | The agent generates this notification when certain card element value exceeds upper limit defined above.
| Objects: | 1: bdcardIndex
2: bdcardType
3: bdcardDescr
4: cardElementStatus
5: cardElementType
cardSystemTemptureNodeTable(Card System Tempture Node Table) 1.3.6.1.4.1.3320.9.181.5
| cardSystemTemptureNodeEntry |  | 1.3.6.1.4.1.3320.9.181.5.1
1 | cardSysIndex | Card index | 1.3.6.1.4.1.3320.9.181.5.1.1 | INTEGER | read to only | Index of slot. |  |  | Card slot index number (PS: same as 1.3.6.1.4.1.3320.9.181.1.1.1)
2 | temptureNodeIndex | Index of tempture node | 1.3.6.1.4.1.3320.9.181.5.1.2 | INTEGER | read to only | Index of tempture node. (0 to value of the node cardSystemTemptureNodeNumber) |  |  | Index of tempture node.
3 | temptureNodeDescr | Descript of tempture node | 1.3.6.1.4.1.3320.9.181.5.1.3 | OCTET STRING | read to only | Descript of tempture node |  |  | Descript of tempture node
4 | temptureNodeCur | Current tempture of tempture node | 1.3.6.1.4.1.3320.9.181.5.1.4 | INTEGER | read to only | current tempture of tempture node |  |  | current tempture of tempture node
Previous CardSystemSetEntry (1.3.6.1.4.1.3320.9.181.1.1) add:
| cardSystemTemptureNodeNumber | Total number of tempture Node | 1.3.6.1.4.1.3320.9.181.1.1.11 | INTEGER | read to only | total number of tempture Node |  |  | Total number of tempture Node

## NMS-FAN-TRAP
No. | Field | Name | OID | Type | Access | Description | Effective Value Range | Unit | Remarks
fanTrap(fan Trap Information)
1、Global variable
1 | fanStatus | Fan status | 1.3.6.1.4.1.3320.9.187.1 | INTEGER | not to accessible | Fan status, 1 to normal, 2 to stop. |  |  | 1: normal(1) 2: stop(0)
2、bdFanNotifications(Fan Notifications)
1 | bdFanNotification | Generates this notification when fan stops or resumes | 1.3.6.1.4.1.3320.9.187.2.1 |  |  | The agent generates this notification when fan stops or resumes .
2 | Objects: | 1: fanStatus
………………………..
1、fanStatus(fan Status)1.3.6.1.4.1.3320.9.187.3(Non-table structure)
1 | fan1 | NO.1 fan | 1.3.6.1.4.1.3320.9.187.1.1 | INTEGER | read to only | The status of NO.1 fan. |  |  | 1 to normal, 2 to stop, 3 to unused.
2 | fan2 | NO.2 fan | 1.3.6.1.4.1.3320.9.187.3.2 | INTEGER | read to only | The status of NO.2 fan.
3 | fan3 | NO.3 fan | 1.3.6.1.4.1.3320.9.187.3.3 | INTEGER | read to only | The status of NO.3 fan.
4 | fan4 | NO.4 fan | 1.3.6.1.4.1.3320.9.187.3.4 | INTEGER | read to only | The status of NO.4 fan.
5 | fan5 | NO.5 fan | 1.3.6.1.4.1.3320.9.187.3.5 | INTEGER | read to only | The status of NO.5 fan.
6 | fan6 | NO.6 fan | 1.3.6.1.4.1.3320.9.187.3.6 | INTEGER | read to only | The status of NO.6 fan.
7 | fan7 | NO.7 fan | 1.3.6.1.4.1.3320.9.187.3.7 | INTEGER | read to only | The status of NO.7 fan.
8 | fan8 | NO.8 fan | 1.3.6.1.4.1.3320.9.187.3.8 | INTEGER | read to only | The status of NO.8 fan.
9 | fan9 | NO.9 fan | 1.3.6.1.4.1.3320.9.187.3.9 | INTEGER | read to only | The status of NO.9 fan.
10 | fan10 | NO.10 fan | 1.3.6.1.4.1.3320.9.187.3.10 | INTEGER | read to only | The status of NO.10 fan.
11 | fan11 | NO.11 fan | 1.3.6.1.4.1.3320.9.187.3.11 | INTEGER | read to only | The status of NO.11 fan.
12 | fan12 | NO.12 fan | 1.3.6.1.4.1.3320.9.187.3.12 | INTEGER | read to only | The status of NO.12 fan.
13 | fan13 | NO.13 fan | 1.3.6.1.4.1.3320.9.187.3.13 | INTEGER | read to only | The status of NO.13 fan.
14 | fan14 | NO.14 fan | 1.3.6.1.4.1.3320.9.187.3.14 | INTEGER | read to only | The status of NO.14 fan.
15 | fan15 | NO.15 fan | 1.3.6.1.4.1.3320.9.187.3.15 | INTEGER | read to only | The status of NO.15 fan.

## NMS-POWER-MIB
No. | Field | Name | OID | Type | Access | Description | Effective Value Range | Unit | Remarks
power(Power Module Information)
1、Global variable
1 | powerStatus | Power status | 1.3.6.1.4.1.3320.9.189.1 | INTEGER | read to only | Power status, power to A to normal(1), power to B to normal(2), power to A to B to normal(3), other(4).
2 | powerOldStatus | Power status before change | 1.3.6.1.4.1.3320.9.189.2 | INTEGER | not to accessible | Power status before change, power to A to normal(1), power to B to normal(2), power to A to B to normal(3), other(4). |  |  | 1: power to A to normal(1) 2: power to B to normal(2) 3: power to A to B to normal(3) 4: other(4)
3 | powerNewStatus | Power status after change | 1.3.6.1.4.1.3320.9.189.3 | INTEGER | not to accessible | Power status after change, power to A to normal(1), power to B to normal(2), power to A to B to normal(3), other(4). |  |  | 1: power to A to normal(1) 2: power to B to normal(2) 3: power to A to B to normal(3) 4: other(4)
2、powerNotifications(Power Notifications)
1 | powerNotification | The agent generates this notification when power status changes | 1.3.6.1.4.1.3320.9.189.4.1 |  |  | The agent generates this notification when power status changes.
2 | Objects: | 1: powerOldStatus
2: powerNewStatus
3、PowerDeviceTable(Expansion of the Power Supply Node in order to Define 95 Devices and Stacking Devices)
1 | powerDeviceIndex | Power device index | 1.3.6.1.4.1.3320.9.189.5.1.1.1 | INTEGER | read to only | Index of Power to Device
2 | powerDeviceOnSiteStatus | Power device on site status | 1.3.6.1.4.1.3320.9.189.5.1.1.2 | INTEGER | read to only | Type of Power to Device | EMPTY to SHELF(0) ON to SHELF(1)
3 | powerDeviceDescr | Power device description | 1.3.6.1.4.1.3320.9.189.5.1.1.3 | DisplayString | read to only | Text description of this Power to Device.
4 | powerDeviceStatus | Power device working status | 1.3.6.1.4.1.3320.9.189.5.1.1.4 | INTEGER | read to only | When value is ON(1), that means Power to Device is working; when value is OFF(2) means Power to Device is out of working. | ON(1) OFF(2)
5 | powerShelfNum | Shelf number that the power device belongs to | 1.3.6.1.4.1.3320.9.189.5.1.1.5 | INTEGER | read to only | Powerdevice belong to which shelf.If there is only one device , the value will be 1.If there are two or more devices such as stacking, the value will be added to 2,3...... as followed.
3、powerExtDefNotifications(Expansion of the Power Supply Node in order to Define 95 Devices and Stacking Devices)
6 | powerExtDefNotifications | The agent generates this notification when power status changes | 1.3.6.1.4.1.3320.9.189.5.2 | INTEGER |  | The agent generates this notification when power status changes.
7 | Objects: | 1: PowerShelfNum
2: PowerDeviceIndex
3: PowerDeviceOnSiteStatus
4: PowerDeviceStatus
5: PowerDeviceDescr

## NMS-CARD-OPERATION
No. | Field | Name | OID | Type | Access | Description | Effective Value Range | Unit | Remarks
cardOper(Card Operation)
1、Global variable
1 | cardMasSlvSwitch | Master card and slave card switch operation | 1.3.6.1.4.1.3320.9.184.1 | INTEGER | write-only | Device master card and slave card switch operation.
2、cardResetTable
1 | nmscardIndex | Card index | 1.3.6.1.4.1.3320.9.184.2.1.1 | INTEGER | read-only | Index into cardTable (not physical chassis slot number), the same with the nmscardIndex of nmscardTable in NMS-CHASSIS-MIB.
2 | nmscardType | Card type | 1.3.6.1.4.1.3320.9.184.2.1.2 | INTEGER | read-only | Type of card, the same with the nmscardIndex of nmscardTable in NMS-CHASSIS-MIB.
3 | nmscardDescr | Card description | 1.3.6.1.4.1.3320.9.184.2.1.3 | OCTET STRING | read-only | Text description of this card, the same value with the nmscardIndex of nmscardTable in NMS-CHASSIS-MIB.
4 | nmscardReset | Card reset | 1.3.6.1.4.1.3320.9.184.2.1.4 | INTEGER | read-write | When value is set to reset(1), that means card reset; when value is set to shutdown-slot(2), no-shutdown-slot(3), only shut down or no shut down the corresponding slot. |  |  | Note that the read operation is meaningless.
3、cardMSSwitchTable
1 | nmscardIndexOld | Card index(old) | 1.3.6.1.4.1.3320.9.184.3.1.1 | INTEGER | not-accessible | Index into cardTable (not physical chassis slot number), the same with the nmscardIndex of nmscardTable in NMS-CHASSIS-MIB.
2 | nmscardSlotNumberOld | Card slot number(old) | 1.3.6.1.4.1.3320.9.184.3.1.2 | INTEGER | not-accessible | Type of card, the same with the nmscardSlotNumber of nmscardTable in NMS-CHASSIS-MIB.
3 | nmscardDescrOld | Card description(old) | 1.3.6.1.4.1.3320.9.184.3.1.3 | OCTET STRING | not-accessible | Text description of this card, the same value with the nmscardIndex of nmscardTable in NMS-CHASSIS-MIB.
4 | nmscardIndexNew | Card index(new) | 1.3.6.1.4.1.3320.9.184.3.1.4 | INTEGER | not-accessible | Index into cardTable (not physical chassis slot number), the same with the nmscardIndex of nmscardTable in NMS-CHASSIS-MIB.
5 | nmscardSlotNumberNew | Card slot number(new) | 1.3.6.1.4.1.3320.9.184.3.1.5 | INTEGER | not-accessible | Type of card, the same with the nmscardSlotNumber of nmscardTable in NMS-CHASSIS-MIB.
6 | nmscardDescrNew | Card description(new) | 1.3.6.1.4.1.3320.9.184.3.1.6 | OCTET STRING | not-accessible | Text description of this card, the same value with the nmscardIndex of nmscardTable in NMS-CHASSIS-MIB.
4、nmsCardResetNotifications(Card Reset Notifications)
1 | resetNotification | The agent generates this notification when a certain card reset. | 1.3.6.1.4.1.3320.9.184.4.1 |  |  | The agent generates this notification when a certain card reset.
2 | Objects: | 1: nmscardIndex
2: nmscardType
3: nmscardDescr
4: nmscardSerial
5: nmscardHwVersion
6: nmscardSwVersion
7: nmscardSlotNumber
5、nmsCardMSSwitchNotifications
1 | msSwitchNotification |  | 1.3.6.1.4.1.3320.9.184.5.1 |  |  | The agent generates this notification when slave card switch into master card.
2 | Objects: | 1: nmscardIndexOld
2: nmscardDescrOld
3: nmscardSlotNumberOld
4: nmscardIndexNew
5: nmscardDescrNew
6: nmscardSlotNumberNew
6、nmsCardInitSucceedNotifications
1 | cardInitSucceedNotification |  | 1.3.6.1.4.1.3320.9.184.6.1 |  |  | The agent generates this notification when card initialized successfully .
2 | Objects: | 1: nmscardIndex
2: nmscardType
3: nmscardDescr
4: nmscardSerial
5: nmscardHwVersion
6: nmscardSwVersion
7: nmscardSlotNumber
7、
1 | nmsDeviceReset |  | 1.3.6.1.4.1.3320.9.184.7 | INTEGER | write-only | Device reset operation. |  |  | 1: device-reset(1)

## NMS-CHASSIS-MIB
No. | Field | Name | OID | Type | Access | Description | Effective Value Range | Unit | Remarks
nmschassis
1、Global variable
1 | nmschassisType | Chassis Type | 1.3.6.1.4.1.3320.3.6.1 | OBJECT-TYPE | read-only | Chassis type. |  |  | Obtain the product id of the model with eprom_product_id in the future.
2 | nmschassisVersion | Chassis version | 1.3.6.1.4.1.3320.3.6.2 | OBJECT-TYPE | read-only | Chassis hardware revision level, or an empty string if unavailable. |  |  | Hardware version information ofmodel, to be realized.
3 | nmschassisId | Chassis ID | 1.3.6.1.4.1.3320.3.6.3 | OBJECT-TYPE | read-write | Unique ID string. Defaults to chassis serial number if available, otherwise empty.
4 | nmsromSysVersion | ROM system software version | 1.3.6.1.4.1.3320.3.6.4 | OBJECT-TYPE | read-only | ROM system software version, or an empty string if unavailable.
5 | nmsprocessorRam | Processor RAM | 1.3.6.1.4.1.3320.3.6.5 | OBJECT-TYPE | read-only | Bytes of RAM available to CPU.
6 | nmsnvRAMSize | RAM size | 1.3.6.1.4.1.3320.3.6.6 | OBJECT-TYPE | read-only | Bytes of non-volatile configuration memory.
7 | nmsnvRAMUsed | Used RAM | 1.3.6.1.4.1.3320.3.6.7 | OBJECT-TYPE | read-only | Bytes of non-volatile configuration memory in use.
8 | nmsconfigRegister | Value of configuration register | 1.3.6.1.4.1.3320.3.6.8 | OBJECT-TYPE | read-only | Value of configuration register. |  |  | Unclear demand, not realized.
9 | nmsconfigRegNext | Value of configuration register at next reload | 1.3.6.1.4.1.3320.3.6.9 | OBJECT-TYPE | read-only | Value of configuration register at next reload. |  |  | Unclear demand, not realized.
2、
1 | nmscardIndex |  | 1.3.6.1.4.1.3320.3.6.10.1.1 | OBJECT-TYPE | read-only | Index into cardTable (not physical chassis slot number).
2 | nmscardType | Card type | 1.3.6.1.4.1.3320.3.6.10.1.2 | OBJECT-TYPE | read-only | Functional type of this card.
3 | nmscardDescr | Card description | 1.3.6.1.4.1.3320.3.6.10.1.3 | OBJECT-TYPE | read-only | Text description of this card.
4 | nmscardSerial | Card serial number | 1.3.6.1.4.1.3320.3.6.10.1.4 | OBJECT-TYPE | read-only | The serial number of this card, or 0 if unavailable.
5 | nmscardHwVersion | Card hardware revision | 1.3.6.1.4.1.3320.3.6.10.1.5 | OBJECT-TYPE | read-only | Hardware revision level of this card, or an empty string if unavailable.
6 | nmscardSwVersion | Card software revision | 1.3.6.1.4.1.3320.3.6.10.1.6 | OBJECT-TYPE | read-only | Version of the firmware or microcode installed on this card, or an empty string if unavailable.
7 | nmscardSlotNumber | Card slot number | 1.3.6.1.4.1.3320.3.6.10.1.7 | OBJECT-TYPE | read-only | Slot number relative to the containing card or chassis, or -1 if neither applicable nor determinable.
8 | nmscardContainedByIndex | Card index | 1.3.6.1.4.1.3320.3.6.10.1.8 | OBJECT-TYPE | read-only | cardIndex of the parent card which directly contains this card, or 0 if contained by the chassis, or -1 if not applicable nor determinable.
9 | nmscardOperStatus | Card operational status | 1.3.6.1.4.1.3320.3.6.10.1.9 | OBJECT-TYPE | read-only | The operational status of the card. nmscardOperStatus is up when a card is recognized by the device and is enabled for operation. nmscardOperStatus is down if the card is not recognized by the device, or if it is not enabled for operation. nmscardOperStatus is standby if the card is enabled and acting as a standby slave. | 1: not-specified(1) 2: up(2) 3: down(3) 4: standby(4)
10 | nmscardSlots | Card slot number | 1.3.6.1.4.1.3320.3.6.10.1.10 | OBJECT-TYPE | read-only | Number of slots on this card, or 0 if no slots or not applicable, or -1 if not determinable.
11 | nmscardCPUUtilization | CPU Utilization | 1.3.6.1.4.1.3320.3.6.10.1.11 | OBJECT-TYPE | read-only | CPU Utilization of Card. unit:1%
12 | nmscardMEMUtilization | Memory Utilization | 1.3.6.1.4.1.3320.3.6.10.1.12 | OBJECT-TYPE | read-only | Memory Utilization of Card. unit:1%
13 | nmscardTemperature | Temperature | 1.3.6.1.4.1.3320.3.6.10.1.13 | OBJECT-TYPE | read-only | Temperature of Card. unit: C
14 | nmscardVoltage | Voltage | 1.3.6.1.4.1.3320.3.6.10.1.14 | OBJECT-TYPE | read-only | Voltage of Card. unit: V
15 | nmscardPorts | Total number of ports | 1.3.6.1.4.1.3320.3.6.10.1.15 | OBJECT-TYPE | read-only | ports contained on the card
16 | nmscardGenType | Card type | 1.3.6.1.4.1.3320.3.6.10.1.16 | OBJECT-TYPE | read-only | the card genenral type. | controlBoard(1) geponBoard(2) uplinkBoard(3) switchBoard(4) other(5) vacant(6)
………………………..
3、
1 | nmschassisSlots | Chassis slot number | 1.3.6.1.4.1.3320.3.6.11 | OBJECT-TYPE | read-only | Number of slots in this chassis, or -1 of neither applicable nor determinable.
………………………..
4、
1 | nmscardIfIndex |  | 1.3.6.1.4.1.3320.3.6.12.1.1 | OBJECT-TYPE | read-only | matches RFC1213/RFC2233 ifTable IfIndex
2 | nmscardIfPortNumber | Card port number | 1.3.6.1.4.1.3320.3.6.12.1.2 | OBJECT-TYPE | read-only | Chassis port number, unique per port on a given card if available.
3 | nmscardIfCardIndex | Card index of chassis | 1.3.6.1.4.1.3320.3.6.12.1.3 | OBJECT-TYPE | read-only | nmscardIndex of the card in the Chassis nmscardTable which contains this interface.
4 | nmscardIfConnectorTypeEnabled | Currently available interface connectors | 1.3.6.1.4.1.3320.3.6.12.1.4 | OBJECT-TYPE | read-only | Interface connector type currently enabled. Value will be 1 if not known or not used, or 2 if none of this ports' interface connectors are enabled. | 1: not-specified(1) |  | Realized once and can not be used now. Returns a fixed value.
5 | nmscardIfCardIndex | Card index of ports | 1.3.6.1.4.1.3320.3.6.12.1.5 | OBJECT-TYPE | read-only | nmscardIndex of the card in the Chassis nmscardTable which contains this interface.
………………………..
5、
1 | nmssysUpTimeAtLastChassisChange | Time from the last cold start to the last change in the chassis | 1.3.6.1.4.1.3320.3.6.13 | OBJECT-TYPE | read-only | Time in seconds100 from the last cold start to the last change in the chassis configuration. This value will be updated whenever the chassis experiences a change in the count, type, or slot position of a card in cardTable.
2 | nmsBoxTemp | Temperature in the mechine box | 1.3.6.1.4.1.3320.3.6.14 | OBJECT-TYPE | read-only | The environment temperature in the mechine box. |  |  | Undefined, to be realized, the unit is Celsius.
………………………..
6、
1 | nmsAuxIndex | Auxiliary device index | 1.3.6.1.4.1.3320.3.6.15.1.1 | OBJECT-TYPE | read-only | The index of Aux status table.
2 | nmsAuxDescr | Auxiliary device description | 1.3.6.1.4.1.3320.3.6.15.1.2 | OBJECT-TYPE | read-only | The description of an auxiliary device.
3 | nmsAuxClass | Auxiliary device type | 1.3.6.1.4.1.3320.3.6.15.1.3 | OBJECT-TYPE | read-only | Auxiliary device,such as power supply ,fan... | 1: power(1) 2: fan(2)
4 | nmsAuxMode | Auxiliary device working mode | 1.3.6.1.4.1.3320.3.6.15.1.4 | OBJECT-TYPE | read-only | The working mode of an auxiliary device. | 1: active(1) 2: backup(2) 3: loadshare(3)
5 | nmsAuxState | Auxiliary device state | 1.3.6.1.4.1.3320.3.6.15.1.5 | OBJECT-TYPE | read-only | The state of an auxiliary device. | 1: ok(1) 2: failure(2)
………………………..
7、nmssubcardTable
1 | nmssubcardIndex |  | 1.3.6.1.4.1.3320.3.6.16.1.1 | OBJECT-TYPE | read-only | Index into subcardTable (not physical chassis slot number).
2 | nmssubcardType |  | 1.3.6.1.4.1.3320.3.6.16.1.2 | OBJECT-TYPE | read-only | Functional type of this subcard. | unknown(0) scc-serial(1) ethernet-10M(2)
3 | nmssubcardDescr |  | 1.3.6.1.4.1.3320.3.6.16.1.3 | OBJECT-TYPE | read-only | Text description of this subcard.
4 | nmssubcardSerial |  | 1.3.6.1.4.1.3320.3.6.16.1.4 | OBJECT-TYPE | read-only | The serial number of this subcard, or 0 if unavailable.
5 | nmssubcardHwVersion |  | 1.3.6.1.4.1.3320.3.6.16.1.5 | OBJECT-TYPE | read-only | Hardware revision level of this subcard, or an empty string if unavailable.
6 | nmssubcardSwVersion |  | 1.3.6.1.4.1.3320.3.6.16.1.6 | OBJECT-TYPE | read-only | Version of the firmware or microcode installed on this subcard, or an empty string if unavailable.
7 | nmssubcardShelfNumber |  | 1.3.6.1.4.1.3320.3.6.16.1.7 | OBJECT-TYPE | read-only | Slot number relative to the containing subcard or chassis, or -1 if neither applicable nor determinable.
8 | nmssubcardContainedByIndex |  | 1.3.6.1.4.1.3320.3.6.16.1.8 | OBJECT-TYPE | read-only | subcardIndex of the parent subcard which directly contains this subcard, or 0 if contained by the chassis, or -1 if not applicable nor determinable.
9 | nmssubcardOperStatus |  | 1.3.6.1.4.1.3320.3.6.16.1.9 | OBJECT-TYPE | read-only | The operational status of the subcard. nmssubcardOperStatus is up when a subcard is recognized by the device and is enabled for operation. nmssubcardOperStatus is down if the subcard is not recognized by the device, or if it is not enabled for operation. nmssubcardOperStatus is standby if the subcard is enabled and acting as a standby slave
10 | nmssubcardSlots |  | 1.3.6.1.4.1.3320.3.6.16.1.10 | OBJECT-TYPE | read-only | Number of slots on this subcard, or 0 if no slots or not applicable, or -1 if not determinable.
11 | nmssubcardContainedByShelf |  | 1.3.6.1.4.1.3320.3.6.16.1.11 | OBJECT-TYPE | read-only
12 | nmssubcardSlotNumber |  | 1.3.6.1.4.1.3320.3.6.16.1.12 | OBJECT-TYPE | read-only
13 | nmssubcardPorts |  | 1.3.6.1.4.1.3320.3.6.16.1.13 | OBJECT-TYPE | read-only
………………………..
8、
1 | nmsHumidity |  | 1.3.6.1.4.1.3320.3.6.17 | OBJECT-TYPE | read-only | Value of chassis humidity.
2 | nmsSysErrorNum |  | 1.3.6.1.4.1.3320.3.6.18 | OBJECT-TYPE | read-only | Value of sys error number. | sys_ok(0) TLB_modification_exception(1) load_or_instruction_fetch_TLB_miss_exception (2) store_TLB_miss_exception (3) load_instruction_fetch_address_error_exception (4) store_address_error_exception (5) for_instruction_fetch_bus_error (6) data_load_or_store_bus_error (7) arithmetic_overflow_exception(12) trap_exception(13) deadlock_software_exception(16)
3 | nmsElectricCurrent |  | 1.3.6.1.4.1.3320.3.6.19 | OBJECT-TYPE | read-only | Value of electric current.
4 | nmsVoltageCurrent |  | 1.3.6.1.4.1.3320.3.6.20 | OBJECT-TYPE | read-only | Value of electric current.
5 | nmsSwitchName |  | 1.3.6.1.4.1.3320.3.6.21 | OBJECT-TYPE | read-only | Text description of this chassis. | switch name
………………………..

## NMS-CFGAPP-MIB
No. | Field | Name | OID | Type | Access | Description | Effective Value Range | Unit | Remarks
nmscfgapp
1、runningPatch
1 | hotFixCardType |  | 1.3.6.1.4.1.3320.3.8.5.1 | INTEGER | write-only | The card type of the Device. The same value as bdcardType of bdcardTable in CHASSIS-MIB.
2 | hotFixFileName |  | 1.3.6.1.4.1.3320.3.8.5.2 | OCTET STRING | write-only | The file name of the patch. The limit of length is 60.
3 | hotFixSubmit |  | 1.3.6.1.4.1.3320.3.8.5.3 | INTEGER | write-only | Install or uninstall the patch. | 1: install(0) 2: uninstall(1)
4 | hotFixResult |  | 1.3.6.1.4.1.3320.3.8.5.4 | INTEGER | read-only | Get the last result of the patching. | 1: processing(3) 2: success(1) 3: failed(2)
………………………..

## NMS-IF-MIB
No. | Field | Name |  | OID | Type | Access | Description | Effective Value Range | Unit | Remarks
nmsIfMIB(1.3.6.1.4.1.3320.9.63)
1、nmsIfObjects(1.3.6.1.4.1.3320.9.63.1)
1.1、vifTable(Voice Interface Table)
1 | vifIndex | Voice interface index |  | 1.3.6.1.4.1.3320.9.63.1.1.1.1 | INTEGER | read-only | A unique value for each voice interface. Its value ranges between 1 and the value of vifNumber.The value for each voice interface must remain constant at least from one re-initialization of the entity's network management system to the next re-initialization.
2 | vifDescr | Voice interface description |  | 1.3.6.1.4.1.3320.9.63.1.1.1.2 | DisplayString(OCTET STRING) | read-only | A textual string containing information about the voice interface.This string should include the name of the manufacturer, the product name and the version of the hardware interface.
3 | vifType | Voice interface type |  | 1.3.6.1.4.1.3320.9.63.1.1.1.3 | INTEGER | read-only | The type of Voice interface, distinguished according to the physical/link protocol(s) immediately 'below' the network layer in the protocol stack. | other(1) voiceEM(100) voiceFXO(101) voiceFXS(102)
4 | vifMtu | Voice interface MTU value |  | 1.3.6.1.4.1.3320.9.63.1.1.1.4 | INTEGER | read-only | The size of the largest datagram which can be sent/received on the voice interface, specified in octets.In fact,for voice interface,this value should be 0
5 | vifSpeed | Voice interface 速率 |  | 1.3.6.1.4.1.3320.9.63.1.1.1.5 | Gauge | read-only | contains a zero value.
6 | vifPhysAddress | Voice interface physical address |  | 1.3.6.1.4.1.3320.9.63.1.1.1.6 | PhysAddress(OCTET STRING) | read-only | contains an octet string of zero length.
7 | vifAdminStatus | Voice interface administrative status |  | 1.3.6.1.4.1.3320.9.63.1.1.1.7 | INTEGER | read-write | The desired administrative status of the Analog Telephony interface port. | up(1) down(2) testing(3)
8 | vifOperStatus | Voice interface operational status |  | 1.3.6.1.4.1.3320.9.63.1.1.1.8 | INTEGER | read-only | The current operational state of the interface.The testing(3) state indicates that no operational packets can be passed. | up(1) down(2) testing(3) unknown(4) dormant(5)
9 | vifLastChange | The last time of the voice interface state change |  | 1.3.6.1.4.1.3320.9.63.1.1.1.9 | TimeTicks | read-only | The value of sysUpTime at the time the interface entered its current operational state.If the current state was entered prior to the last re- initialization of the local network management subsystem, then this object contains a zero value.
1.2、ifStormControlTable(Interface Storm Control Table)
1 | ifIndex | Voice interface index |  | 1.3.6.1.4.1.3320.9.63.1.2.1.1 | INTEGER | read-only | A unique value for each voice interface. Its value ranges between 1 and the value of vifNumber.The value for each voice interface must remain constant at least from one re-initialization of th entity's network management system to the next re-initialization. |  |  | This table is a 1-level index. The level 1 index is the interface ifindex in the standard MIB.
2 | ifStormControlBroadcast | Interface Storm Control Broadcast |  | 1.3.6.1.4.1.3320.9.63.1.2.1.2 | INTEGER | read-write | Interface Storm Control Broadcast | Configuration range depends on the switch type | Depending on the switch type, it may be kbps or pps.
3 | ifStormControlMulticast | Interface Storm Control Multicast |  | 1.3.6.1.4.1.3320.9.63.1.2.1.3 | INTEGER | read-write | Interface Storm Control Multicast | Configuration range depends on the switch type | Depending on the switch type, it may be kbps or pps.
4 | ifStormControlUnicast | Interface Storm Control Unicast |  | 1.3.6.1.4.1.3320.9.63.1.2.1.4 | INTEGER | read-write | Interface Storm Control Unicast | Configuration range depends on the switch type | Depending on the switch type, it may be kbps or pps.
1.7、ifSfpParameterTable(Port Optical Module Parameter Table)
1 | IfIndex | Index of port optical module parameter table |  | 1.3.6.1.4.1.3320.9.63.1.7.1.1 | INTEGER | read-only | The only diid of port in System. |  |  | This table is a 1-level index. The level 1 index is the interface ifindex in the standard MIB.
2 | txPower1 | The tx power of port optical module channel 1 |  | 1.3.6.1.4.1.3320.9.63.1.7.1.2 | INTEGER | read-only | The tx power 1 of optical module. |  | 0.01dBm | The output power of the optical source at the sending end of the optical module channel is expressed as a 16-bit unsigned integer, and the power is defined as a complete 16-bit value (0-65535) with LSB equal to 0.1uW. The total range is from 0 to 6.5535mW (-40 to +8.2dBm). When the transmitter is disabled, the data is invalid.
3 | rxPower1 | The rx power of port optical module channel 1 |  | 1.3.6.1.4.1.3320.9.63.1.7.1.3 | INTEGER | read-only | The rx power 1 of optical module. |  | 0.01dBm | The optical power received from the optical module channel. The value can represent the average receive power or receive sensitivity, depending on the bit 3 setting of byte 92 (A0h). Expressed as a 16-bit unsigned integer, the power is defined as a full 16-bit value (0-65535) with LSB equal to 0.1uW, producing a total range of 0 to 6.5535mW (-40 to +8.2dBm).
4 | temperature | Port optical module temperature |  | 1.3.6.1.4.1.3320.9.63.1.7.1.4 | INTEGER | read-only | Sfp module temperature. |  | 1/256 degree | Transceiver temperature. It is expressed as Expressed as 16-bit signed two's complement in increments of 1/256°C, producing a total range of -128°C to +128°C. Temperature accuracy is specified by vendors. The most significant bit signifies that the positive temperature is zero and the negative temperature is zero.
5 | vlotage | Port optical module vlotage |  | 1.3.6.1.4.1.3320.9.63.1.7.1.5 | INTEGER | read-only | Sfp module volt. |  | 0.1mV | Transceiver power supply voltage (transceiver operating voltage). Expressed as a 16-bit unsigned integer. The voltage is defined as a full 16-bit value (0-65535) with LSB (least significant bit) equal to 100uV, producing a total range of 0 to +6.55 volts. In some transceivers, the transmitter power supply voltage and the receiver power supply voltage are isolated, that is, ddm only monitors one power supply.
6 | curr1 | Current of port optical module channel 1 |  | 1.3.6.1.4.1.3320.9.63.1.7.1.6 | INTEGER | read-only | Sfp module bias current 1. |  | 2uA | Laser bias current. Expressed as a 16-bit unsigned integer. The current is defined as the full 16-bit value (0-65535) with LSB equal to 2uA, producing a total range of 0 to 131mA.
7 | vendname | Vander name of port optical module |  | 1.3.6.1.4.1.3320.9.63.1.7.1.7 | OCTET STRING | read-only | Sfp module vend name. |  |  | Vander name The vendor name is a 16-character field containing ASCII characters, left-justified and padded with ASCII spaces on the right. The vendor name should be the full name of the company, or a recognized abbreviation of the company name.
8 | txPower2 | The tx power of port optical module channel 2 |  | 1.3.6.1.4.1.3320.9.63.1.7.1.8 | INTEGER | read-only | The tx 2 power of optical module. |  | 0.01dBm | Specific parameters of 40G QSFP+ type optical module.The optical module encapsulated by QSFP+ has four data channels, each of which has independent optical power and current parameters.
9 | rxPower2 | The rx power of port optical module channel 2 |  | 1.3.6.1.4.1.3320.9.63.1.7.1.9 | INTEGER | read-only | The rx 2 power of optical module. |  | 0.01dBm | Specific parameters of 40G QSFP+ type optical module.The optical module encapsulated by QSFP+ has four data channels, each of which has independent optical power and current parameters.
10 | curr2 | Current of port optical module channel 2 |  | 1.3.6.1.4.1.3320.9.63.1.7.1.10 | INTEGER | read-only | Sfp module bias current 2. |  | 2uA | Specific parameters of 40G QSFP+ type optical module.The optical module encapsulated by QSFP+ has four data channels, each of which has independent optical power and current parameters.
11 | txPower3 | The tx power of port optical module channel 3 | The tx power of port optical module channel 3 | 1.3.6.1.4.1.3320.9.63.1.7.1.11 | INTEGER | read-only | The tx 3 power of optical module. |  | 0.01dBm | Specific parameters of 40G QSFP+ type optical module.The optical module encapsulated by QSFP+ has four data channels, each of which has independent optical power and current parameters.
12 | rxPower3 | The rx power of port optical module channel 3 | The rx power of port optical module channel 3 | 1.3.6.1.4.1.3320.9.63.1.7.1.12 | INTEGER | read-only | The rx 3 power of optical module. |  | 0.01dBm | Specific parameters of 40G QSFP+ type optical module.The optical module encapsulated by QSFP+ has four data channels, each of which has independent optical power and current parameters.
13 | curr3 | Current of port optical module channel 3 | Current of port optical module channel 3 | 1.3.6.1.4.1.3320.9.63.1.7.1.13 | INTEGER | read-only | Sfp module bias current 3. |  | 2uA | Specific parameters of 40G QSFP+ type optical module.The optical module encapsulated by QSFP+ has four data channels, each of which has independent optical power and current parameters.
14 | txPower4 | The tx power of port optical module channel 4 | The tx power of port optical module channel 4 | 1.3.6.1.4.1.3320.9.63.1.7.1.14 | INTEGER | read-only | The tx 4 power of optical module. |  | 0.01dBm | Specific parameters of 40G QSFP+ type optical module.The optical module encapsulated by QSFP+ has four data channels, each of which has independent optical power and current parameters.
15 | rxPower4 | The rx power of port optical module channel 4 | The rx power of port optical module channel 4 | 1.3.6.1.4.1.3320.9.63.1.7.1.15 | INTEGER | read-only | The rx 4 power of optical module. |  | 0.01dBm | Specific parameters of 40G QSFP+ type optical module.The optical module encapsulated by QSFP+ has four data channels, each of which has independent optical power and current parameters.
16 | curr4 | Current of port optical module channel 4 | Current of port optical module channel 4 | 1.3.6.1.4.1.3320.9.63.1.7.1.16 | INTEGER | read-only | Sfp module bias current 4. |  | 2uA | Specific parameters of 40G QSFP+ type optical module.The optical module encapsulated by QSFP+ has four data channels, each of which has independent optical power and current parameters.
17 | type | Sfp module interface type |  | 1.3.6.1.4.1.3320.9.63.1.7.1.17 | INTEGER | read-only | Sfp module interface type. | sfp(1) copper-sfp(2) other(3)
18 | transDist | Sfp module interface transmission distance |  | 1.3.6.1.4.1.3320.9.63.1.7.1.18 | INTEGER | read-only | Sfp module interface transmission distance. Unit is meter.
19 | waveLen | Sfp module interface wave length |  | 1.3.6.1.4.1.3320.9.63.1.7.1.19 | INTEGER | read-only | Sfp module interface wave length. Unit is nm.
20 | sfpPresentStatus | SFP presence status |  | 1.3.6.1.4.1.3320.9.63.1.7.1.20 | INTEGER | read-only | SFP presence status. | online(1) offline(2)
21 | sfpLostStatus | SFP lost status |  | 1.3.6.1.4.1.3320.9.63.1.7.1.21 | INTEGER | read-only | SFP status. | normal(1) lost(2)
22 | sfpMismatchStatus | SFP match status |  | 1.3.6.1.4.1.3320.9.63.1.7.1.22 | INTEGER | read-only | SFP status. | match(1) mismatch(2)
23 | sfpSeqNum | SFP sequence number |  | 1.3.6.1.4.1.3320.9.63.1.7.1.23 | OCTET STRING | read-only | SFP sequence number. | SFP sequence number.
1.8、cableDiagnoseTable(Cable Diagnose Table)
1 | ifIndex | Index of port cable diagnose table |  | 1.3.6.1.4.1.3320.9.63.1.8.1.1 | INTEGER | read-only | The only diid of port in System. |  |  | This table is a 1-level index. The level 1 index is the interface ifindex in the standard MIB.
2 | enable | Enable or disable cable diagnostics |  | 1.3.6.1.4.1.3320.9.63.1.8.1.2 | INTEGER | read-write | Enable or disable cable diagnostics. | enable(1) disable(2)
3 | period | Automatic diagnosis period |  | 1.3.6.1.4.1.3320.9.63.1.8.1.3 | INTEGER | read-write | Automatic diagnosis period. | manual diagnosis(0) auto diagnosis[1,32767] | second(s)
4 | description | Cable diagnostics descpription |  | 1.3.6.1.4.1.3320.9.63.1.8.1.4 | OCTET STRING | read-only | Cable diagnostics descpription.
………………………..

## NMS-FILE-MGMT-MIB
No. | Field | Name | OID | Type | Access | Description | Effective Value Range | Unit | Remarks
nmsFileMgmtMIB
1、fileInfoManagementTable
1 | filePath | File path (path string length + path string) | 1.3.6.1.4.1.3320.9.185.1.2.1.1 | DisplayString | not-accessible | It shall be started with a length octet, followed with path string. The length octet shall indicate the number of character octets, excluding length itself. For example,0x05 41 42 43 44 45, respresents ABCDE.It shall be ended with '/', which is used to distinguish the two DisplayString indexes. For example, if the path is flash/root, filePath shall be set to flash/root/.
2 | fileName | Filename (filename string length + filename) | 1.3.6.1.4.1.3320.9.185.1.2.1.2 | DisplayString | not-accessible | MUST not include '/' character and MUST not be NULL.It shall be started with a length octet, followed with name string. The length octet shall indicate the number of character octets, excluding length itself.For example, 0x05 41 42 43 44 45, respresents ABCDE.
3 | fileSize | File size (in bytes) | 1.3.6.1.4.1.3320.9.185.1.2.1.3 | Counter32 | read-only |  |  | bytes
4 | fileModifyTime | File modify time | 1.3.6.1.4.1.3320.9.185.1.2.1.4 | DateAndTime | read-only
5 | fileManagementAction | Management action(such as delete) | 1.3.6.1.4.1.3320.9.185.1.2.1.5 | INTEGER | read-write |  | noOperation(1) - No transmission operation erase(2) - Delete file
6 | fileAttribute | File attribute (file or dir) | 1.3.6.1.4.1.3320.9.185.1.2.1.6 | INTEGER | read-only |  | file(1) -- It is a file dir(2) -- It is a directionary
………………………..
2、fileUpdate
1 | fileUpdate | Synchronization of primary and secondary files | 1.3.6.1.4.1.3320.9.185.1.3 | OCTET STRING | read-write | Update peer msu's file or all line card's file or a special line card's file. That is not for running MSU.Setting value will be BIN file name such as 'switch.bin', and setting response value will be 1(success), 2(failed, file is operating),3(failed, setting value failed). When we get this OID the value will be 1(file is starting synchronized successfully),2(file is synchronized successfully),3(file is being synchronized), 4(file is synchronized failed).
………………………..

## NMS-SWITCH-MIB
No. | Field | Name | OID | Type | Access | Description | Effective Value Range | Unit | Remarks
switchMIB(1.3.6.1.4.1.3320.9.1)
1、switchSystem(Switch System Table)
1.1、switchHALGlobal(hal Global Configuration Table)
1 | eapsLinkScanInterval | Scan interval of port link status for EAPS | 1.3.6.1.4.1.3320.9.1.1.1.1.1 | INTEGER | read-write | Scan interval of port link status for EAPS. The range is from 10ms to 1000ms. Unit is 1ms. For IESwitch, default value is 10ms. For others, default value is 1000ms. | [10,1000] | ms
2 | systemMTU | System MTU value | 1.3.6.1.4.1.3320.9.1.1.1.1.2 | INTEGER | read-write | System MTU. Unit is 1 octet. |  | octet
3 | shareload | Share way of fabric bandwidth | 1.3.6.1.4.1.3320.9.1.1.1.1.3 | INTEGER | read-write | Share way of fabric bandwidth. Only valid for 85. 1 for single and 2 for multishare. Default is single. | single(1) multishare(2)
4 | shareloadBalance | Balance way for bandwidth sharing | 1.3.6.1.4.1.3320.9.1.1.1.1.4 | INTEGER | read-write | The balance way for HiG channel. Only valid for 85. 1 for default, 2 for both-mac, 3 for both-ip, 4 for dest-mac, 5 for dest-ip, 6 for src-mac, 7 for src-ip, 8 for src-port. | default(1) both-mac(2) both-ip(3) dest-mac(4) dest-ip(5) src-mac(6) src-ip(7) src-port(8)
5 | errorFrameThreshold | Threshold of error frame alarm | 1.3.6.1.4.1.3320.9.1.1.1.1.5 | INTEGER | read-write | The threshold of error frame alarm. The range is for 1 - 1000000. Unit is packet. Default is 10 packets. | [1,1000000] | packet
6 | errorFramePeriod | Period of error frame sampling | 1.3.6.1.4.1.3320.9.1.1.1.1.6 | INTEGER | read-write | The period of error frame sampling. The range is for 1 - 3600. Unit is second. Default is 10S. | [1,3600] | s
7 | ARPPriority | ARP packet priority | 1.3.6.1.4.1.3320.9.1.1.1.1.7 | INTEGER | read-write | The ARP packet priority to host CPU. The range is 0-7. Default is 0. | [0,7]
8 | BGPPriority | BGP packet priority | 1.3.6.1.4.1.3320.9.1.1.1.1.8 | INTEGER | read-write | The BGP packet priority to host CPU. The range is 0-7. Default is 0. | [0,7]
9 | BPDUPriority | BPDU packet priority | 1.3.6.1.4.1.3320.9.1.1.1.1.9 | INTEGER | read-write | The BPDU packet priority to host CPU. The range is 0-7. Default is 3. | [0,7]
10 | DHCPPriority | DHCP packet priority | 1.3.6.1.4.1.3320.9.1.1.1.1.10 | INTEGER | read-write | The DHCP packet priority to host CPU. The range is 0-7. Default is 0. | [0,7]
11 | IGMPPriority | IGMP packet priority | 1.3.6.1.4.1.3320.9.1.1.1.1.11 | INTEGER | read-write | The IGMP packet priority to host CPU. The range is 0-7. Default is 0. | [0,7]
12 | ReservedIPMCPriority | Reserved IPMC packet priority | 1.3.6.1.4.1.3320.9.1.1.1.1.12 | INTEGER | read-write | The reserved IPMC packet priority to host CPU. The range is 0-7. Default is 0. | [0,7]
13 | lookupfailPriority | Lookup fail packet priority | 1.3.6.1.4.1.3320.9.1.1.1.1.13 | INTEGER | read-write | The lookup fail packet priority to host CPU. The range is 0-7. Default is 0. | [0,7]
14 | ProtoExecPriority | TTL=1 packet priority | 1.3.6.1.4.1.3320.9.1.1.1.1.14 | INTEGER | read-write | The TTL=1 packet priority to host CPU. The range is 0-7. Default is 0. | [0,7]
15 | DefaultPriority | Default packet priority | 1.3.6.1.4.1.3320.9.1.1.1.1.15 | INTEGER | read-write | The default packet priority to host CPU. The range is 0-7. Default is 0. | [0,7]
16 | cpuPortThreshold | Rate limitation of cpu port | 1.3.6.1.4.1.3320.9.1.1.1.1.16 | INTEGER | read-write | The rate limitation of cpu port.0 means disable. Default is 0. | disable(0) enable([1,max]), configuration upper limit (Max) depends on the specific switch type. | Depending on the switch type. | The unit may be pps, kps.
17 | l2TblHashAlgo | Hash algorithm of MAC address table | 1.3.6.1.4.1.3320.9.1.1.1.1.17 | INTEGER | read-write | The hash algorithm of MAC address table. Default is 2. | crc32upper(1) crc32lower(2) lsb(3) crc14lower(4) crc16upper(5) |  | The implementation for this node is not found in the code of the OLT environment.
18 | cutThrough | Unknown function | 1.3.6.1.4.1.3320.9.1.1.1.1.18 | INTEGER | read-write | The cut-through of switching function. Default is disable. | disable(0) enable(1) |  | The implementation for this node is not found in the code of the OLT environment.
19 | clearMib | Clear Mib | 1.3.6.1.4.1.3320.9.1.1.1.1.19 | INTEGER | write-only | The clear mib of switching function. The range is 0 - max port diid. 0 means clear mib global. | 0(Clear MIB statistics for all ports) DiID (Clear MIB statistics for diID ports)
20 | QtgModeNum | 40G port number | 1.3.6.1.4.1.3320.9.1.1.1.1.20 | INTEGER | read-write | select one of the four qtg port num to be set or get. | [1,4]
21 | QtgModeMode | 40ge port mode | 1.3.6.1.4.1.3320.9.1.1.1.1.21 | INTEGER | read-write | set or get 40ge port mode. | qtg40GeMode(0) qtg10GeMode(1)
22 | QtgModeWrite | Save 40ge port mode | 1.3.6.1.4.1.3320.9.1.1.1.1.22 | INTEGER | write-only | write QtgModeSet config. | write(1)
1.2、cpuBandwidthTable(CPU Bandwidth Table)
1 | cpuBandwidthQueueIndex | CPU queue index | 1.3.6.1.4.1.3320.9.1.1.1.2.1.1 | INTEGER | read-only | Queue id. The range is 1-8. |  |  | This table is 1-level index, and the level 1 index is CPU queue number.
2 | cpuBandwidthQueueBW | CPU queue bandwidth configuration | 1.3.6.1.4.1.3320.9.1.1.1.2.1.2 | INTEGER | read-write | The rate limitation of cpu queue.Default is 0. | disable rate limiting(0) enable rate limiting[1,max],The configuration upper limit (Max) depends on the specific switch type. | 64kbps
2、switchModules(Switch Module Table, hal Module Configuration)
2.1、portSecurityTable(Port Security Configuration Table)
1 | portSecurityModuleIndex | Module index of port security | 1.3.6.1.4.1.3320.9.1.1.2.1.1.1 | INTEGER | read-only | A unique value, greater than zero, for each module.It is recommended that values are assigned contiguously starting from 1. The value for each interface sub-layer must remain constant at least from one re-initialization of the entity's network management system to the next re-initialization. |  |  | This node may be obsolete. To configure related functions, you can use the node portSecurityTable(1.3.6.1.4.1.3320.9.63.1.5.1)
2 | portSecurityPortIndex | Port index of port security | 1.3.6.1.4.1.3320.9.1.1.2.1.1.2 | INTEGER | read-only | A unique value, greater than zero, for each port. It is recommended that values are assigned contiguously starting from 1. The value for each interface sub-layer must remain constant at least from one re-initialization of the entity's network management system to the next re-initialization.
3 | portSecurityMode | Port security mode | 1.3.6.1.4.1.3320.9.1.1.2.1.1.3 | INTEGER | read-write | The port security mode. | none(1) dynamic(2) static-accept(3) static-reject(4)
4 | portSecurityMaxHostCapability | Maximum number of port security hosts | 1.3.6.1.4.1.3320.9.1.1.2.1.1.4 | INTEGER | read-only | The maximum number hosts which can be allowed to be used.
5 | portSecurityMaxHost | Port security host number | 1.3.6.1.4.1.3320.9.1.1.2.1.1.5 | INTEGER | read-write | The maximum number hosts which can be allowed to be used.A value bigger than portSecurityMaxHostCapability means unlimited max-host value.
2.2、portSecurityMacAddressTable(Port Security Mac Address Configuration Table)
1 | portSecurityMacAddressPortIndex | Port index of port security Mac address | 1.3.6.1.4.1.3320.9.1.1.2.2.1.1 | INTEGER | read-only | A unique value, greater than zero, for each port. |  |  | This node may be obsolete. To configure related functions, you can use the node portSecurityStaticMacAddressTable(1.3.6.1.4.1.3320.9.63.1.5.2)
2 | portSecurityMacAddress | Add a new MAC address to a port | 1.3.6.1.4.1.3320.9.1.1.2.2.1.2 | MacAddress(OCTET STRING) | read-write | A unique string for mac address. Useing the format(port + space + mac address)to add a new mac address to a port.For example,'200013469905a9'will add the mac address '0013.4699.05a9' to port 20.The switch will return a error symbol to indicate a unsuccessful operation.
3 | portSecurityMacAddressDel | Delete the MAC address from a port | 1.3.6.1.4.1.3320.9.1.1.2.2.1.3 | TruthValue(INTEGER) | read-write | mac address cancel flag. True (1) delete the mac address from a port.
2.3、switchUserMacTable(User Mac Table)
1 | userMacModuleIndex | User MAC address module index | 1.3.6.1.4.1.3320.9.1.1.2.11.1.1 | INTEGER | read-only | A unique value, greater than zero, for each module(Node). It is recommended that values are assigned contiguously starting from 1. |  |  | This node may be obsolete, the actual function is unknown.
2 | userMacPortIndex | User MAC address port index | 1.3.6.1.4.1.3320.9.1.1.2.11.1.2 | INTEGER | read-only | A unique value, greater than zero, for each port. It is recommended that values are assigned contiguously starting from 1.
3 | userMacAddress1 | User MAC address1 | 1.3.6.1.4.1.3320.9.1.1.2.11.1.3 | PhysAddress(OCTET STRING) | read-only | The first entry of lastest user mac address.
4 | userMacAddress2 | User MAC address2 | 1.3.6.1.4.1.3320.9.1.1.2.11.1.4 | PhysAddress(OCTET STRING) | read-only | The second entry of lastest user mac address.
5 | userMacAddress3 | User MAC address3 | 1.3.6.1.4.1.3320.9.1.1.2.11.1.5 | PhysAddress(OCTET STRING) | read-only | The third entry of lastest user mac address.
6 | userMacAddress4 | User MAC address4 | 1.3.6.1.4.1.3320.9.1.1.2.11.1.6 | PhysAddress(OCTET STRING) | read-only | The fourth entry of lastest user mac address.
7 | userMacAddress5 | User MAC address5 | 1.3.6.1.4.1.3320.9.1.1.2.11.1.7 | PhysAddress(OCTET STRING) | read-only | The fifth entry of lastest user mac address.
8 | userMacAddress6 | User MAC address6 | 1.3.6.1.4.1.3320.9.1.1.2.11.1.8 | PhysAddress(OCTET STRING) | read-only | The sixth entry of lastest user mac address.
9 | userMacAddress7 | User MAC address7 | 1.3.6.1.4.1.3320.9.1.1.2.11.1.9 | PhysAddress(OCTET STRING) | read-only | The seventh entry of lastest user mac address.
10 | userMacAddress8 | User MAC address8 | 1.3.6.1.4.1.3320.9.1.1.2.11.1.10 | PhysAddress(OCTET STRING) | read-only | The eighth entry of lastest user mac address.

## NMS-HAL-IF-MIB
No. | Field | Name | OID | Type | Access | Description | Effective Value Range | Unit | Remarks
nmsIfMIB(1.3.6.1.4.1.3320.9.63)
1、nmsIfObjects(1.3.6.1.4.1.3320.9.63.1)
1.3、physicalIfConfigTable(Physical Interface Configuration Table)
1 | ifConfigIndex | Index of interface | 1.3.6.1.4.1.3320.9.63.1.3.1.1 | INTEGER | read-only | Index of interface. The same value as ifIndex in ifTable of RFC1213. |  |  | This table is a 1-level index. The level 1 index is the interface ifinDEX in the standard MIB.
2 | keepalive | Keepalive period of interface | 1.3.6.1.4.1.3320.9.63.1.3.1.2 | INTEGER | read-write | Loopback detect of interface. Default is 0(disable). | disable keepalive(0) enable keepalive[1,32767] | s
3 | speed | Interface speed | 1.3.6.1.4.1.3320.9.63.1.3.1.3 | INTEGER | read-write | Interface speed. Only valid for non-PON interface. Default is auto. | auto(1) speed-10M(2) speed-100M(3) speed-1000M(4) speed-10000M(5)
4 | duplex | Interface duplex mode | 1.3.6.1.4.1.3320.9.63.1.3.1.4 | INTEGER | read-write | Interface duplex. Only valid for non-PON interface. Default is auto. | auto(1) full(2) half(3)
5 | medium | Interface medium type | 1.3.6.1.4.1.3320.9.63.1.3.1.5 | INTEGER | read-write | Interface medium. Only valid for non-PON interface. Default is auto. | auto(1) copper(2) fiber(3)
6 | fiberAutoConfig | Fiber port auto configuration mode | 1.3.6.1.4.1.3320.9.63.1.3.1.6 | INTEGER | read-write | Fiber port auto config mode, include speed and duplex. Default is disable. | enable(1) disable(2)
7 | flowControl | Interface flow control | 1.3.6.1.4.1.3320.9.63.1.3.1.7 | INTEGER | read-write | Interface flow control config. Default is off. | on(1) off(2)
8 | errorFrameCheck | Error frame check | 1.3.6.1.4.1.3320.9.63.1.3.1.8 | INTEGER | read-write | Error frame check config.Default is disable. | enable(1) disable(2)
9 | phyIfType | Port initial type | 1.3.6.1.4.1.3320.9.63.1.3.1.9 | INTEGER | read-only | Port initial type. | copper(1) fiber(2) combo(3) other(4)
10 | interPacketGap | Interface packet gap | 1.3.6.1.4.1.3320.9.63.1.3.1.10 | INTEGER | read-write | InterPacketGap config. default is 12. | [8,27] | byte | 1. Frame gap is the time interval between two frames in Ethernet. The minimum frame gap is 12 bytes according to IEEE802.3. If the port rate is 1000M, the actual frame gap is 12*8/(1000*10^6)=96ns. 2. Reasonable configuration of frame gap can solve packet loss or improve bandwidth utilization.
11 | singlefiber | Interface singlefiber mode | 1.3.6.1.4.1.3320.9.63.1.3.1.11 | INTEGER | read-write | singlefiber tx or rx config. | disable(0) enable rx(1) enable tx(2) |  | This configuration can only be used with single-fiber unidirectional ports
12 | disablerx | Disable port recieve | 1.3.6.1.4.1.3320.9.63.1.3.1.12 | INTEGER | read-write | disable port recieve config. | enable(0) disable(1) |  | The code on OLT model does not see this command, not sure whether the switch has this configuration.
13 | disabletx | Disable port send | 1.3.6.1.4.1.3320.9.63.1.3.1.13 | INTEGER | read-write | disable port send config. | enable(0) disable(1) |  | The code on OLT model does not see this command, not sure whether the switch has this configuration.
1.4、physicalIfBlockTable(Interface Forwarding Block Table)
1 | ifBlockIndex | Index of interface forwarding block table | 1.3.6.1.4.1.3320.9.63.1.4.1 | INTEGER | read-only | Index of interface. The same value as ifIndex in ifTable of RFC1213 |  |  | This table is a 1-level index. The level 1 index is the interface ifinDEX in the standard MIB.
2 | broadcastBlock | Unknown broadcast block configuration | 1.3.6.1.4.1.3320.9.63.1.4.1.2 | INTEGER | read-write | Broadcast block config. 1-enable, 2-disable. Default is disable. | enable(1)-not forward unknown broadcasts disable(2)
3 | multicastBlock | Unknown multicast block configuration | 1.3.6.1.4.1.3320.9.63.1.4.1.3 | INTEGER | read-write | Multicast block config. 1-enable, 2-disable. Default is disable. | enable(1)-not forward unknown multicast disable(2)
4 | unicastBlock | Unknown unicast block configuration | 1.3.6.1.4.1.3320.9.63.1.4.1.4 | INTEGER | read-write | Unknown unicast block config. 1-enable, 2-disable. Default is disable. | enable(1)-not forward unknown unicast disable(2)
1.5、ifSecurity(Interface Security)
1.5.1、portSecurityTable(Interface Security Table)
1 | ifSecurityIndex | Interface indexs of Interface Security Table | 1.3.6.1.4.1.3320.9.63.1.5.1.1.1 | INTEGER | read-only | Index of interface. The same value as ifIndex in ifTable of RFC1213. |  |  | This table is a 1-level index. The level 1 index is the interface ifinDEX in the standard MIB.
2 | portSecMode | Interface Security | 1.3.6.1.4.1.3320.9.63.1.5.1.1.2 | INTEGER | read-write | Port security mode.LLID interface only support dynamic mode. PON and PSG interface don't support any mode. Default is none mode(4). | dynamic(1) static-accept(2) static-reject(3) none(4)
3 | maxMacAddressNum | Max number of mac address learning | 1.3.6.1.4.1.3320.9.63.1.5.1.1.3 | INTEGER | read-write | Max mac address number that interface is allowed learning. Min num is 1. Max num is different for different device. Default is 1. | [1,Max]-Max can be obtained by the next node maxMacAddressNumCapability
4 | maxMacAddressNumCapability | Capability of mac address learning limitation | 1.3.6.1.4.1.3320.9.63.1.5.1.1.4 | INTEGER | read-only | Capability of mac address learning limitation.
1.5.2、portSecurityStaticMacAddressTable(Interface Security Static MAC Table)
1 | ifSecurityStaticMacAddrIndex | Interface indexs of Interface Security Static MAC Table | 1.3.6.1.4.1.3320.9.63.1.5.2.1.1 | INTEGER | read-only | Indexs of interface. The same value as ifIndex in ifTable of RFC1213. |  |  | This table is a 2-level index. The level 1 index is the interface ifinDEX in the standard MIB, and the level 2 index is to-be configured MAC address.
2 | ifMacAddress | MAC indexs of Interface Security Static MAC Table | 1.3.6.1.4.1.3320.9.63.1.5.2.1.2 | MacAddress(OCTET STRING) | read-write | Static mac address of port security.
3 | operation | The operation of static mac address | 1.3.6.1.4.1.3320.9.63.1.5.2.1.3 | INTEGER | read-write | The operation of static mac address. | add(1) delete(2) |  | 1. Add a static MAC: Set the leaf node operation, OID suffix diID and MAC address to be added, the format is diID(1).MAC(6), configure "vaule to set" with filling in "1". 2. Delete the static MAC: Set the leaf node operation, OID suffix diID and MAC address to be deleted, the format is diID(1).MAC(6), configure "vaule to set" with filling in "2". Note: The number in brackets indicates the length of OID.
1.5.3、portSecurityBindBlockTable(Port Security Bind Block Table)
1 | ifSecurityBindBlockIndex | Interface indexs of port security bind block table | 1.3.6.1.4.1.3320.9.63.1.5.3.1.1 | INTEGER | read-only | Indexs of interface. The same value as ifIndex in ifTable of RFC1213. |  |  | This table is a 4-level index. The level 1 index uses the interface ifindex in the standard MIB; the level 2 index uses the MAC address that needs to be operated; the level 3 index uses the IPv4 address that needs to be operated; and the level 4 index uses the IPv6 address that needs to be operated.
2 | ifBindBlockMacAddress | MAC indexs of port security bind block table | 1.3.6.1.4.1.3320.9.63.1.5.3.1.2 | MacAddress(OCTET STRING) | read-write | MAC address. If not care mac address,each byte of this value should be set to 0xFF. |  |  | When the MAC is not configured, the MAC field in the OID needs to be filled with 255.255.255.255.255.255
3 | ifBindBlockIPAddress | IPv4 indexs of port security bind block table | 1.3.6.1.4.1.3320.9.63.1.5.3.1.3 | IpAddress | read-write | Ip address. If not care ip address, the value should be set to 255.255.255.255 . |  |  | When the IPv4 is not configured, the IPv4 field in the OID needs to be filled with 4294967295(255.255.255.255)
4 | ifBindBlockIPV6Address | IPv6 indexs of port security bind block table | 1.3.6.1.4.1.3320.9.63.1.5.3.1.4 | OCTET STRING | read-write | Ipv6 address. If not care ipv6 address, each byte of this value should be set to 0xFF. |  |  | When the IPv6 is not configured, the IPv6 field in the OID needs to be filled with 255.255.255.255.255.255.255.255.255.255.255.255.255.255.255.255
5 | mode | Port security bind block mode | 1.3.6.1.4.1.3320.9.63.1.5.3.1.5 | INTEGER | read-write | The config mode. | delete(0) bind-mac(1) bind-ip(2) bind-arp(3) bind-arp-ip(4) bind-ip-mac(5) bind-arp-mac(6) bind-arp-ip-mac(7) bind-ipv6(8) bind-ipv6-mac(9) block-mac(10) block-ip(11) block-arp(12) block-arp-ip(13) block-ip-mac(14) block-arp-mac(15) block-arp-ip-mac(16) block-ipv6(17) block-ipv6-mac(18) |  | When adding and deleting entries, OID contains 4 levels of indexes: diID(1), MAC(6), IPv4(1), IPv6(16). Note: The number in brackets indicates the length of OID occupied. Among them, diID must be a valid value. If a field does not need to be configured in the remaining fields, fill in the invalid value of the corresponding field. 1. Add table entry: Set the leaf node mode under this table, "Value to set" fill in the mode value you need to configure. 2. Delete the entry: Set the leaf node mode under this table, "Value to set" fill in "0". For example: MIB end configures switchport port-security bind both-arp-ip 10.0.0.1 mac 000a.000a.000a on port with diID 65 as follows: a) Set leaf node mode, OID of MIB is set to: 1.3.6.1.4.1.3320.9.63.1.5.3.1.5.65.0.10.0.10.0.10.167772161.255.255.255.255.255.255.255.255.255.255.255.255.255.255.255.255； b)Value to set fill in 7.
1.5.4、vlanSecurityTable(VLAN Security Table)
1 | securityVlanID | SecurityVlan index | 1.3.6.1.4.1.3320.9.63.1.5.4.1.1 | INTEGER | read-only | VlanID to config. The range is 1-4094
2 | dynamicMacAddress | VLAN security table Dynamic MAC learning number | 1.3.6.1.4.1.3320.9.63.1.5.4.1.2 | INTEGER | read-write | The max number of mac address to be learned. Default is disable. | disable limit(0) enable limit[1,32768] | piece
1.5.5、portSecutityBindMac(Port Secutity Bind Mac Address)
1.5.5.1、portSecurityBindMacGroup(Port Secutity Bind Mac Address Information Group)
1 | portSecurityMacChangeInfo | The infomation of port bind mac address have change | 1.3.6.1.4.1.3320.9.63.1.5.5.1.1 | OCTET STRING | accessible-for-notify | The infomation of port bind mac address have change |  |  | String format: port1&port2… State grid demand. Temporarily not merged into TRUNK, branch: matrix-220E-rev1-guowang.
2 | portSecurityNoBindMacInfo | The infomation of port unbind mac address | 1.3.6.1.4.1.3320.9.63.1.5.5.1.2 | OCTET STRING | accessible-for-notify | The infomation of port have not bind mac address |  |  | String format: port<space>MAC address<space>vlan<space>MAC address… State grid demand. Temporarily not merged into TRUNK, branch: matrix-220E-rev1-guowang.
1.5.5.2、portSecurityBindMacNotifications(Port Secutity Bind Mac Address Notifications Table)
1 | portSecurityMacChangeNotification | Notification for port bind mac address change | 1.3.6.1.4.1.3320.9.63.1.5.5.2.1 | NOTIFICATION |  | The agent generates this notification when port bind mac address have change. |  |  | Binding variable: 1:portSecurityMacChangeInfo(1.3.6.1.4.1.3320.9.63.1.5.5.1.1.0) State grid demand. Temporarily not merged into TRUNK, branch: matrix-220E-rev1-guowang.
2 | portSecurityNoBindMacNotification | Notification for port unbind mac address change | 1.3.6.1.4.1.3320.9.63.1.5.5.2.2 | NOTIFICATION |  | The agent generates this notification when port have not bind mac address. |  |  | Binding variable: 1:portSecurityNoBindMacInfo(1.3.6.1.4.1.3320.9.63.1.5.5.1.2.0) State grid demand. Temporarily not merged into TRUNK, branch: matrix-220E-rev1-guowang.
1.6、ifProtect(Port Protect)
1.6.1、portProtectGroupTable(Port Protect Group Table)
1 | groupID | The groupID of port protect | 1.3.6.1.4.1.3320.9.63.1.6.1.1.1 | INTEGER | read-only | The groupID of port protect. | [1,Max]-Max value depends on the specific switch. |  | This table is a 1-level index. The level 1 index is the protection group number
2 | ifProtectGroupOperation | The group operation of port protect | 1.3.6.1.4.1.3320.9.63.1.6.1.1.2 | INTEGER | read-write | The operation of group. | add(1) delete(2) |  | Create or delete the appropriate port protection group.
1.6.2、portProtectAppTable(Port Protect Apply Table)
1 | ifProtectAppIndex | Interface indexs of port protect apply | 1.3.6.1.4.1.3320.9.63.1.6.2.1.1 | INTEGER | read-only | Indexs of interface. The same value as ifIndex in ifTable of RFC1213. |  |  | This table is a 1-level index. The level 1 index is the interface ifinDEX in the standard MIB.
2 | ifGroupIDApp | Interface protect group configuration | 1.3.6.1.4.1.3320.9.63.1.6.2.1.2 | INTEGER | read-write | The groupID of port protect. The same value as groupID in portProtectGroupEntry. | disable port protect(-1) enable port protect[1,Max]-Max value depends on the specific switch. |  | "Value to set" fillin with"-1" means to delete the port protection group and disable the port protection function; "Value to set" filling with the value among [1,Max] indicates that the corresponding port is added to the protection group.

## NMS-QOS-MIB
No. | Field | Name | OID | Type | Access | Description | Effective Value Range | Unit | Remarks
qos(1.3.6.1.4.1.3320.150)
2、policyMapApplyTable(QOS Policy Apply Table)
1 | portIndex | Index of QOS Policy Apply Table | 1.3.6.1.4.1.3320.150.2.1.1 | Integer32 | read-write | Port number.This number is a index of policy map apply Table. |  |  | This table is a 2-level index. Level 1 is the standard port ifindex, level 2 is the index of ASCII code of the policyMap name.
2 | policyName | QOS policy name | 1.3.6.1.4.1.3320.150.2.1.2 | DisplayString(OCTET STRING) | read-write | Policy map name. |  |  | This node can be configured, but it is not recommended.It is better to use the node policyDirection for configuration.
3 | policyApplyCancel | Cancel QOS policy | 1.3.6.1.4.1.3320.150.2.1.3 | Integer32 | read-write | Set 1 to cancel this entry.
4 | policyDirection | QOS policy direction | 1.3.6.1.4.1.3320.150.2.1.4 | TruthValue(INTEGER) | read-write | In which direction does the configuration policy take effect. | egress(0) ingress(1) |  | Configure policyMap on the port, OID suffix port diID and policyMap name, the format is: diID (1), policyMapName (N). Note: The numbers in brackets indicate the occupied OID length, "N" indicates the number of characters in policyMapName. Example: Configure the policyMap named "qos" in the ingress of the port with diID as 65. a) OID is set to: 1.3.6.1.4.1.3320.150.2.1.3.65.113.111.115; (113, 111, 115 are the ASCII codes of the characters q, o, s respectively) b) Configure 1 for "Value to set"
3、globalCosMapTable(Global CoS Map Table)
1 | globalCosMapCos | CoS index of global CoS map table | 1.3.6.1.4.1.3320.150.3.1.1 | Integer32 | read-only | Cos.It ranges 0 to 7.This number is a index of global cos map Table. |  |  | This table is a 1-level index. Level 1 is the index of CoS value(15:13bit of TCI field in VLAN tag).
2 | globalCosMapQueue | global CoS map queue | 1.3.6.1.4.1.3320.150.3.1.2 | Integer32 | read-write | Queue. | [1,8]
4、portCosMapTable(Port CoS Map Table)
1 | portPortIndex | Port index of port CoS map table | 1.3.6.1.4.1.3320.150.4.1.1 | Integer32 | read-only | Port number.This number is a index of port cos map Table. |  |  | This table is a 2-level index. Level 1 is the standard port ifindex, level 2 is the index of CoS value(15:13bit of TCI field in VLAN tag).
2 | portCosMapCos | CoS index of port CoS map table | 1.3.6.1.4.1.3320.150.4.1.2 | Integer32 | read-only | Cos.It ranges 0 to 7.
3 | portCosMapQueue | Port CoS map queue | 1.3.6.1.4.1.3320.150.4.1.3 | Integer32 | read-write | Queue. | [1,8]
5、schedulerPolicy(Global Scheduler Policy)
1 | schedulerPolicy | Global scheduler policy | 1.3.6.1.4.1.3320.150.5 | INTEGER | read-write | Queue schedule mode.Default is SP. | sp(1) wrr(2) wfq(3) drr(4) fcfs(5) hybrid1(6) hybrid12(7) sp-exoam(8)
6、wrrBandwidthTable(WRR Queue Weight Table)
1 | queue | Queue Index of port WRR bandwidth table | 1.3.6.1.4.1.3320.150.6.1.1 | Integer32 | read-only | Queue.This number is a index of port wrr bandwidth table. |  |  | This table is a 1-level index. Level 1 is the index of queue.
2 | maxBandwidthWeight | max weight of WRR bandwidth | 1.3.6.1.4.1.3320.150.6.1.2 | Integer32 | read-only | The max weight that can set.
3 | bandwidthWeight | WRR queue weight | 1.3.6.1.4.1.3320.150.6.1.3 | Integer32 | read-write | Weight.It ranges 1 to maxBandwidthWeight. | [1,Max]-Max is the value read by node maxBandwidthWeight.
7、portRateControlTable(Port Rate Control Table)
1 | portRateIndex | Port index of port rate control table | 1.3.6.1.4.1.3320.150.7.1.1 | Integer32 | read-only | Port number.This number is a index of port rate control table. |  |  | This table is a 1-level index. Level 1 is the ifindex of the port in the standard MIB.
2 | portIngressType | Port ratelimit ingress type | 1.3.6.1.4.1.3320.150.7.1.2 | Integer32 | read-write | Port ratelimit ingress type. | No limit(0) limit by kbytes(1) limit by percent(2)
3 | portEgressType | Port ratelimit egress type | 1.3.6.1.4.1.3320.150.7.1.3 | Integer32 | read-write | Port ratelimit egress type. | No limit(0) limit by kbytes(1) limit by percent(2)
4 | portIngressRate | Port ratelimit ingress rate | 1.3.6.1.4.1.3320.150.7.1.4 | Integer32 | read-write | Port ratelimit ingress rate.When ingress type is 1,it ranges 1 to maxrate(described in portRateLimitUnitDescr).When ingress type is 2,it ranges 1 to 100. | [1,100]-When portIngressType is configured as limit by percent(2); [1,Max]-When portIngressType is configured as limit by kbytes(1). Max value depends on the information obtained by the node portRateLimitUnitDescr in this table.
5 | portEgressRate | Port ratelimit egress rate | 1.3.6.1.4.1.3320.150.7.1.5 | Integer32 | read-write | Port ratelimit egress rate.When egress type is 1,it ranges 1 to maxrate(described in portRateLimitUnitDescr).When egress type is 2,it ranges 1 to 100. | [1,100]-When portEgressType is configured as limit by percent(2); [1,Max]-When portEgressType is configured as limit by kbytes(1). Max value depends on the information obtained by the node portRateLimitUnitDescr.
6 | portRateLimitUnitDescr | Unit of port ratelimit threshold | 1.3.6.1.4.1.3320.150.7.1.6 | DisplayString(OCTET STRING) | read-write | This string describes how to set rate when the type is limit-by-kbytes(1).
7 | portIngressBurst | Port ratelimit ingress burst | 1.3.6.1.4.1.3320.150.7.1.7 | Integer32 | read-write | Port ratelimit ingress burst.It has three levels composed of low,middle and high.When level is 1,it means high. And 2 means middle, while 3 means low.
8 | portEgressBurst | Port ratelimit egress burst | 1.3.6.1.4.1.3320.150.7.1.8 | Integer32 | read-write | Port ratelimit egress burst.It has three levels composed of low,middle and high.When level is 1,it means high. And 2 means middle, while 3 means low.
8、RED(Random Early Detection)
1 | REDType | RED Type | 1.3.6.1.4.1.3320.150.8.1 | Integer32 | read-only | RED(Random Early Detection) Type.NONE(0), sRED(1) and WRED(2). |  |  | The core idea of the RED algorithm: When it is predicted that the network will be congested, you can take packet loss actions in advance. The improved RED algorithm will distinguish between different flows, and will provide more protection for flows with less flow, so as to improve fairness.
2 | REDEnable | RED Enable | 1.3.6.1.4.1.3320.150.8.2 | Integer32 | read-write | RED Enable.Enable(1) and disable(0).
3 | REDQueue | RED queue index | 1.3.6.1.4.1.3320.150.8.3 | Integer32 | read-only | RED queue. |  |  | The definition of this node on the MIB side and the device side are different. If there is a relevant demand, please ask for the specific details to R&D.
4 | REDDroplevel | RED droplevel | 1.3.6.1.4.1.3320.150.8.4 | Integer32 | read-write | RED droplevel.Means the color in RED.It ranges -1 to 2. | all color(-1) green(0) yellow(1) red(2) |  | The definition of this node on the MIB side and the device side are different. If there is a relevant demand, please ask for the specific details to R&D.
5 | REDLowlimit | RED lowlimit threshold | 1.3.6.1.4.1.3320.150.8.5 | Integer32 | read-write | RED lowlimit by percent.Means the point to start discard.It ranges 0 to 100. | [0,100] |  | The definition of this node on the MIB side and the device side are different. If there is a relevant demand, please ask for the specific details to R&D.
6 | REDSlope | RED queue packet loss coefficient | 1.3.6.1.4.1.3320.150.8.6 | Integer32 | read-write | RED slope.It has different meaning in sRED and WRED. For sRED,it means drop rate,ranges 0 to 7.Number 0 means 100% drop,and others means probabilistic drop. For WRED,it means droprate slope,ranges 0 to 90.The drop rate is 0 in low limit point,and then increase by slope. | [0,7]-Configuration range when the type is SRED. [0,90]-Configuration range when the type is WRED. |  | The definition of this node on the MIB side and the device side are different. If there is a relevant demand, you can ask to R&D for specific details. On the MIB side, the above four nodes are leaf nodes of RED (1.3.6.1.4.1.3320.150.8). On the device side, these four nodes are table entries in bdcomMBREDEntryTable(3). Their OID prefix is 1.3.6.1.4.1.3320.150.8.3.1, which leads to irregularities in MIB reading and configuration operations.
9、defaultCoS(Global Fault CoS )
1 | defaultCoS | fault CoS value | 1.3.6.1.4.1.3320.150.9 | INTEGER | read-write | Port default cos value. The range is 0-7. Default is 0. | [0,7]

## NMS-QOS-EXT-MIB
No. | Field | Name | OID | Type | Access | Description | Effective Value Range | Unit | Remarks
QoS(1.3.6.1.4.1.3320.150)
10、ifDefaultCoSTable(Interface Default CoS Table)
1 | ifDefaultCoSIndex | Interface index of interface default CoS table | 1.3.6.1.4.1.3320.150.10.1.1 | INTEGER | read-only | Indexs of interface. The same value as ifIndex in ifTable of RFC1213. |  |  | This table is a 1-level index. Level 1 is the ifindex of the port in the standard MIB.
2 | defaultCoS | Port default cos value | 1.3.6.1.4.1.3320.150.10.1.2 | INTEGER | read-write | Port default cos value. The range is 0-7. 8 means deletion. | [0,7]-CoS value to be configured. 8-Reset to the default CoS value.
11、policyMapGlobalAppTable(Global QoS Policy Apply Table)
1 | policyMapGlobalAppName | Global QoS policy name | 1.3.6.1.4.1.3320.150.11.1.1 | DisplayString(OCTET STRING) | read-write | Indexs of policy map. The length is 1-20. |  |  | This table is a 2-level index. The level 1 index is the ASCII code of the applied policyMap name; the level 2 index is the direction of the application. Note: This node cannot be configured.
2 | direction | Direction of policy map applied | 1.3.6.1.4.1.3320.150.11.1.2 | INTEGER | read-write | The direction policy map applied. | Note: This node can only be read, and cannot actually be configured. When reading a node, the direction indicated by the node value is as follows: ingress(1) egress(2) However, when configuring the direction through the node operation, the direction field of the OID needs to be filled in according to the following definition: ingress(1) egress(0) |  | Note: This node cannot be configured.
3 | operation | Operation of global QoS policy | 1.3.6.1.4.1.3320.150.11.1.3 | INTEGER | read-write | Add or delete policy map. | add(1) delete(2) |  | Configure the global policyMap, OID suffix policyMap name and application direction according to the time, the format is: policyMapName(N), direction(1). Note: The numbers in brackets indicate the occupied OID length, "N" indicates the number of characters of policyMapName. Example: Configure a policyMap named "QoS" in the global egreess direction. a) OID is set to: 1.3.6.1.4.1.3320.150.11.1.3.113.111.115.0; (113, 111, 115 are the ASCII codes of the characters q, o, s, respectively); b) Configure 1 for "Value to set".
12、dscpMapTable(DSCP Map Table)
1 | dscpValueCurr | DSCP index of DSCP map table | 1.3.6.1.4.1.3320.150.12.1.1 | INTEGER | read-only | DSCP value,as the index of dcspMapTable. |  |  | This table is a 1-level index. The level 1 index is the DSCP value.
2 | dscpValueModified | DSCP value modified | 1.3.6.1.4.1.3320.150.12.1.2 | INTEGER | read-write | Dscp value to modify. The range is 0-63. 64 means no modification. | [0,63]-Remapped DSCP 64-Does not remap to new DSCP
3 | cosValue | Cos value modified | 1.3.6.1.4.1.3320.150.12.1.3 | INTEGER | read-write | Cos value to modify. The range is 0-7. 8 means no modification. | [0,7]-Modify Cos value. 8-Reset to the default mapped CoS.
4 | cngStatus | DSCP Congestion status | 1.3.6.1.4.1.3320.150.12.1.4 | INTEGER | read-write | Congestion status. | no-congestion-status(0) green(1) yellow(2) red(3)
13、ifQueueBandwidthTable(Interface Queue Bandwidth Table)
1 | ifQueueBandwidthIndex | Interface index of interface iueue bandwidth tabl | 1.3.6.1.4.1.3320.150.13.1.1 | INTEGER | read-only | Indexs of interface. The same value as ifIndex in ifTable of RFC1213. |  |  | This table is a 2-level index. Level 1 is the ifindex of the port in the standard MI, and the level 2 is queue number.
2 | queueID | Queue index of interface iueue bandwidth tabl | 1.3.6.1.4.1.3320.150.13.1.2 | INTEGER | read-only | Queue number. The range is 1-8.
3 | minBandwidth | Min bandwidth of interface queue | 1.3.6.1.4.1.3320.150.13.1.3 | INTEGER | read-write | Min bandwidth. The unit is 64kbps. The range is different for different interface. Default is 0.
4 | maxBandwidth | Max bandwidth of interface queue | 1.3.6.1.4.1.3320.150.13.1.4 | INTEGER | read-write | Max bandwidth. The unit is 64kbps. The range is different for different interface. Default is 0.
5 | ifQueueBandwidthRowStatus | Row Status of interface queue bandwidth configuration | 1.3.6.1.4.1.3320.150.13.1.5 | RowStatus(INTEGER) | read-write | Row Status. |  |  | Steps to configure port queue bandwidth: a) set the node ifQueueBandwidthRowStatus as 2 (notInService); b) set the node minBandwidth, maxBandwidth, and fill in the parameters to be configured; c) set the node ifQueueBandwidthRowStatus as 1 (active).
14、policyMapTable(QoS Policy Map Table)
1 | policyMapName | nane index of QoS Policy Map Table | 1.3.6.1.4.1.3320.150.14.1.1 | DisplayString(OCTET STRING) | read-only | Indexs of policy map. The length is 1-20. |  |  | This table is a 1-level index. The level 1 index is the ASCII code of policyMap name. The table can be used together with policyMapSeqTable (1.3.6.1.4.1.3320.150.20) to configure multiple matching methods and actions.
2 | policyMapRowStatus | Row status of QoS Policy Map Table | 1.3.6.1.4.1.3320.150.14.1.2 | RowStatus(INTEGER) | read-create | Row status. It used to add, delete, or modify policy map. |  |  | When configuring the policy map, the OID are suffixed with the policyMap name in the format: policyMapName(N). Note: The number in brackets indicates the length of OID occupied, "N" indicates the number of characters in policyMapName. 1. Add policy map: Set node policyMapRowStatus, "Value to set" is 4 (createAndGo). 2. Delete the policy map: Set node policyMapRowStatus, "Value to set" is 6 (destroy). 3. To configure the classify and action in the policy map, you can directly set the corresponding nodes under this table.
3 | policyDescription | QoS Policy description | 1.3.6.1.4.1.3320.150.14.1.3 | DisplayString(OCTET STRING) | read-write | The description of policy map. The length is 1-32.
4 | classifyIPV4AclDelete | Match IPv4 ACL or not | 1.3.6.1.4.1.3320.150.14.1.4 | INTEGER | read-write | Match IPv4 acl or not. | match(1) not-match(2)
5 | classifyIPV4AclName | The name of IPv4 ACL to match | 1.3.6.1.4.1.3320.150.14.1.5 | DisplayString(OCTET STRING) | read-write | The name of IPv4 acl to match.
6 | classifyIPV6AclDelete | Match ipv6 ACL or not | 1.3.6.1.4.1.3320.150.14.1.6 | INTEGER | read-write | Match ipv6 acl or not. | match(1) not-match(2)
7 | classifyIPV6AclName | The name of ipv6 ACL to match | 1.3.6.1.4.1.3320.150.14.1.7 | DisplayString(OCTET STRING) | read-write | The name of ipv6 acl to match.
8 | classifyMacAclDelete | Match mac ACL or not | 1.3.6.1.4.1.3320.150.14.1.8 | INTEGER | read-write | Match mac acl or not. | match(1) not-match(2)
9 | classifyMacAclName | The name of mac ACL to match | 1.3.6.1.4.1.3320.150.14.1.9 | DisplayString(OCTET STRING) | read-write | The name of mac acl to match.
10 | classifyDscp | Match DSCP | 1.3.6.1.4.1.3320.150.14.1.10 | INTEGER | read-write | The dscp value to match. | match[0,63] not-match(64)
11 | classifyVlanID | Match VLAN_ID | 1.3.6.1.4.1.3320.150.14.1.11 | INTEGER | read-write | The vlanID to match. | match[1-4094] not-match(4095)
12 | classifyVlan2ID | Match VLAN_ID range | 1.3.6.1.4.1.3320.150.14.1.12 | INTEGER | read-write | The vlan range to match. This value is upper limitation, and classifyVlanID is down limitation. | match[1-4094] not-match(4095) |  | This node can be used together with the node classifyVlanID, which means to match the VLAN_ID in the range of [classifyVlanID, classifyVlan2ID].
13 | classifyVlanMask | Match VLAN_ID mask | 1.3.6.1.4.1.3320.150.14.1.13 | INTEGER | read-write | The mask of vlan to match. This value is used with classifyVlanID. | match[1-0xFFF] not-match(0)
14 | classifyIVlanID | Match inner vlanID | 1.3.6.1.4.1.3320.150.14.1.14 | INTEGER | read-write | The inner vlanID to match. | match[1-4094] not-match(4095)
15 | classifyIVlan2ID | Match inner VLAN_ID range | 1.3.6.1.4.1.3320.150.14.1.15 | INTEGER | read-write | The inner vlan range to match. This value is upper limitation, and classifyIVlanID is down limitation. | match[1-4094] not-match(4095) |  | This node can be used together with the node classifyIVlanID, which means to match the VLAN_ID in the range of [classifyIVlanID, classifyIVlan2ID].
16 | classifyIVlanMask | Match inner VLAN_ID mask | 1.3.6.1.4.1.3320.150.14.1.16 | INTEGER | read-write | The mask of inner vlan to match. This value is used with classifyIVlanID. | match[1-0xFFF] not-match(0)
17 | classifyCos | Match CoS | 1.3.6.1.4.1.3320.150.14.1.17 | INTEGER | read-write | The cos value to match. | match[0,7] not-match(8)
18 | classifyICos | Match inner CoS | 1.3.6.1.4.1.3320.150.14.1.18 | INTEGER | read-write | The inner cos value to match. | match[0,7] not-match(8)
19 | classifyEtherType | Match ethernet type | 1.3.6.1.4.1.3320.150.14.1.19 | INTEGER | read-write | The ethernet type to match. | match[1,0xFFFF] not-match(0)
20 | classifyArpRequest | Match ARP request | 1.3.6.1.4.1.3320.150.14.1.20 | INTEGER | read-write | Match arp request. | match(1) not-match(2)
21 | classifyArpReply | Match ARP reply | 1.3.6.1.4.1.3320.150.14.1.21 | INTEGER | read-write | Match arp reply. | match(1) not-match(2)
22 | classifyAny | Match any packet | 1.3.6.1.4.1.3320.150.14.1.22 | INTEGER | read-write | Match any. | match(1) not-match(2)
23 | actionBandwidth | Rate limitation | 1.3.6.1.4.1.3320.150.14.1.23 | INTEGER | read-write | Rate limitation. | limit[1,Max] not-limit(0)
24 | actionCos | Modify CoS | 1.3.6.1.4.1.3320.150.14.1.24 | INTEGER | read-write | Modify cos value. | modify[0,7] not-modify(8)
25 | actionICos | Modify inner cos value | 1.3.6.1.4.1.3320.150.14.1.25 | INTEGER | read-write | Modify inner cos value. | modify[0,7] not-modify(8)
26 | actionQueueID | Modify queueID | 1.3.6.1.4.1.3320.150.14.1.26 | INTEGER | read-write | The queueID frame in. | modify[1-8] not-modify(9)
27 | actionDscp | Modify DSCP | 1.3.6.1.4.1.3320.150.14.1.27 | INTEGER | read-write | Modify dscp value. | modify[0,63] not-modify(64)
28 | actionTos | Modify ToS | 1.3.6.1.4.1.3320.150.14.1.28 | INTEGER | read-write | Modify tos value. | modify[0,7] not-modify(8)
29 | actionVlanOperation | VLAN operation | 1.3.6.1.4.1.3320.150.14.1.29 | INTEGER | read-write | The operation of tag. | not-modify(1) replace(2) add(3) delete(4)
30 | actionVlanID | Operation value of VLAN field | 1.3.6.1.4.1.3320.150.14.1.30 | INTEGER | read-write | The vlanID to replace or add. | [1,4094]
31 | actionIVlanOperation | Inner VLAN operation | 1.3.6.1.4.1.3320.150.14.1.31 | INTEGER | read-write | The operation of inner tag. | not-modify(1) replace(2) add(3) delete(4)
32 | actionIVlanID | Inner VLAN operation value | 1.3.6.1.4.1.3320.150.14.1.32 | INTEGER | read-write | The inner vlanID to replace or add. | [1,4094]
33 | actionRedirect | Redirect | 1.3.6.1.4.1.3320.150.14.1.33 | INTEGER | read-write | The diID of interface frame send to. | redirect(diID)-Redirected port diID. not-redirect(0)
34 | actionMirror | SessionID of mirror | 1.3.6.1.4.1.3320.150.14.1.34 | INTEGER | read-write | SessionID of mirror. | mirror(session_id)-Session ID of mirror. not-mirror(0)
35 | actionStatistics | Statistics packet | 1.3.6.1.4.1.3320.150.14.1.35 | INTEGER | read-write | Flow statistics. 1 means to count the number of flow, and 2 means not to count the number of flow. | count(1) not-count(2)
36 | actionDrop | Drop packet | 1.3.6.1.4.1.3320.150.14.1.36 | INTEGER | read-write | Drop packet. | drop(1) not-drop(2)
37 | actionForward | Forward packet | 1.3.6.1.4.1.3320.150.14.1.37 | INTEGER | read-write | Forward packet. 1 means to forward the packet, and 2 means not to care about this action. | forward(1) not-care-this-action(2)
38 | actionMacAddress | New destination mac address | 1.3.6.1.4.1.3320.150.14.1.38 | MacAddress(OCTET STRING) | read-write | The new destination mac address of frame to be modified. 0 means not to modify destination mac address.
39 | actionCir | Commited bandwidth | 1.3.6.1.4.1.3320.150.14.1.39 | INTEGER | read-write | The commited information rate. 0 means no cir bandwidth.
40 | actionPir | Peak bandwidth | 1.3.6.1.4.1.3320.150.14.1.40 | INTEGER | read-write | The peak information rate. 0 means no pir bandwidth.
41 | actionEir | Excess bandwidth | 1.3.6.1.4.1.3320.150.14.1.41 | INTEGER | read-write | The excess information rate. 0 means no eir bandwidth.
42 | actionBc | Commited burst size | 1.3.6.1.4.1.3320.150.14.1.42 | INTEGER | read-write | The commited burst size. 0 means no commited burst size.
43 | actionBe | Peak burst size | 1.3.6.1.4.1.3320.150.14.1.43 | INTEGER | read-write | The peak burst size. 0 means no eir bandwidth.
44 | actionEbs | Excess burst size | 1.3.6.1.4.1.3320.150.14.1.44 | INTEGER | read-write | The excess burst size. 0 means no excess burst size .
45 | actionCopyCos | Copy inner CoS to outer CoS | 1.3.6.1.4.1.3320.150.14.1.45 | INTEGER | read-write | Copy inner cos to outer cos. 1 means copy, and 2 means no copy. | copy(1) do-not-copy(2)
46 | actionCopyToCpu | Copy packet to cpu | 1.3.6.1.4.1.3320.150.14.1.46 | INTEGER | read-write | Copy packet to cpu.1 means to copy packet to cpu.2meas not to care about this acion. | copy(1) do-not-copy(2)
47 | actionColorBlind | Packet color mode | 1.3.6.1.4.1.3320.150.14.1.47 | INTEGER | read-write | Set color mode.1 means to set blind mode.2 means to set aware mode. | blind-mode(1) aware-mode(2)
48 | actionGreenForwared | Forward green packet | 1.3.6.1.4.1.3320.150.14.1.48 | INTEGER | read-write | Forward green packet. 1 means to forward green packet, and 2 means not to care about this action. | forward(1) not-forward(2)
49 | actionGreenQueue | Modify queue ID of green packets | 1.3.6.1.4.1.3320.150.14.1.49 | INTEGER | read-write | The queueID frame in for green packets. The range is 1-8. 9 means not to modify. | modify[1,8] not-modify(9)
50 | actionGreenCos | Modify cos value for green packets | 1.3.6.1.4.1.3320.150.14.1.50 | INTEGER | read-write | Modify cos value for green packets. The range is 0-7. 8 means not to modify. | modify[0,7] not-modify(8)
51 | actionGreenDroppreference | Green packet drop priority | 1.3.6.1.4.1.3320.150.14.1.51 | INTEGER | read-write | Modify packet color.1 means green.2 means yellow.3 means red.4 means not to modify. | green(1) yellow(2) red(3) not-modify(4)
52 | actionGreenCopyToCpu | Copy green packet to CPU | 1.3.6.1.4.1.3320.150.14.1.52 | INTEGER | read-write | Copy green packet to cpu.1 means to copy packet to cpu.2meas not to care about this acion. | copy(1) do-not-copy(2)
53 | actionYellowDrop | Drop yellow packet | 1.3.6.1.4.1.3320.150.14.1.53 | INTEGER | read-write | Drop yellow packet. 1 means to drop the packet, and 2 means not to care about this action. | drop(1) not-drop(2)
54 | actionYellowForwared | Forward yellow packet | 1.3.6.1.4.1.3320.150.14.1.54 | INTEGER | read-write | Forward yellow packet. 1 means to forward packet, and 2 means not to care about this action. | forward(1) not-forward(2)
55 | actionYellowQueue | Modify queue ID of yellow packet | 1.3.6.1.4.1.3320.150.14.1.55 | INTEGER | read-write | The queueID frame in for yellow packets. The range is 1-8. 9 means not to modify. | modify[1,8] not-modify(9)
56 | actionYellowCos | Modify cos value for yellow packet | 1.3.6.1.4.1.3320.150.14.1.56 | INTEGER | read-write | Modify cos value for yellow packets. The range is 0-7. 8 means not to modify. | modify[0,7] not-modify(8)
57 | actionYellowDroppreference | Yellow packet drop priority | 1.3.6.1.4.1.3320.150.14.1.57 | INTEGER | read-write | Modify packet color.1 means green.2 means yellow.3 means red.4 means not to modify. | green(1) yellow(2) red(3) not-modify(4)
58 | actionYellowCopyToCpu | Copy yellow packet to CPU | 1.3.6.1.4.1.3320.150.14.1.58 | INTEGER | read-write | Copy yellow packet to cpu.1 means to copy packet to cpu.2meas not to care about this acion. | copy(1) do-not-copy(2)
59 | actionRedDrop | Drop red packet | 1.3.6.1.4.1.3320.150.14.1.59 | INTEGER | read-write | Drop red packet. 1 means to drop the packet, and 2 means not to care about this action. | drop(1) not-drop(2)
60 | actionRedForwared | Forward red packet | 1.3.6.1.4.1.3320.150.14.1.60 | INTEGER | read-write | Forward red packet. 1 means to forward packet, and 2 means not to care about this action. | forward(1) not-forward(2)
61 | actionRedQueue | Modify queue ID of red packet | 1.3.6.1.4.1.3320.150.14.1.61 | INTEGER | read-write | The queueID frame in for red packets. The range is 1-8. 9 means not to modify. | modify[1,8] not-modify(9)
62 | actionRedCos | Modify cos value for red packet | 1.3.6.1.4.1.3320.150.14.1.62 | INTEGER | read-write | Modify cos value for red packets. The range is 0-7. 8 means not to modify. | modify[0,7] not-modify(8)
63 | actionRedDroppreference | Red packet drop priority | 1.3.6.1.4.1.3320.150.14.1.63 | INTEGER | read-write | Modify packet color.1 means green.2 means yellow.3 means red.4 means not to modify. | green(1) yellow(2) red(3) not-modify(4)
64 | actionRedCopyToCpu | Copy red packet to CPU | 1.3.6.1.4.1.3320.150.14.1.64 | INTEGER | read-write | Copy red packet to cpu.1 means to copy packet to cpu.2meas not to care about this acion. | copy(1) do-not-copy(2)
65 | actionCirDel | Delete bandwidth allocation action in the policy | 1.3.6.1.4.1.3320.150.14.1.65 | INTEGER | read-write | Delete Cir actions.1 means to delete Cir actions. 2 means not to care about this action. | delete(1) not-action(2)
66 | classifyPrecedence | Match Precedence field in the IP header | 1.3.6.1.4.1.3320.150.14.1.66 | INTEGER | read-write | The precedence to match. The range is 0-7. 8 means not to match. | match[0,7] not-match(8) |  | precedence should refer to the [7:5]bit of the ToS field in the IP header.
67 | classifyTos | Match ToS field in the IP header | 1.3.6.1.4.1.3320.150.14.1.67 | INTEGER | read-write | The tos to match. The range is 0-15. 16 means not to match. | match[0,15] not-match(16) |  | This should refer to the [4:1]bit of the ToS field in the IP header.
68 | classifyDiffserv | Match diffserv field in the IP header | 1.3.6.1.4.1.3320.150.14.1.68 | INTEGER | read-write | The Diffserv to match. The range is 0-255. 256 means not to match. | match[0,255] not-match(256) |  | This should refer to the [7:0]bit of the ToS field in the IP header.
69 | classifyDstport | Match destination port | 1.3.6.1.4.1.3320.150.14.1.69 | INTEGER | read-write | The destination port to match. | not-match(0) match(port diID)
70 | actionRedirctPortAggregator | Redirect to aggregate port | 1.3.6.1.4.1.3320.150.14.1.70 | INTEGER | read-write | The aggregrate group id frame send to. 0 means not to redirect. |  |  | This node cannot be found on the device side, and may be abandoned already.
15、policyMapSlotAppTable(Slot QoS Policy Apply Table )
1 | policyMapSlotAppName | QoS Policy name | 1.3.6.1.4.1.3320.150.15.1.1 | DisplayString(OCTET STRING) | read-write | Indexs of policy map slot. The length is 1-20. |  |  | This table is a 3-level index. The level 1 index is the ASCII code of the applied policyMap name; the level 2 index is the applied slot number; the level 3 index is the applied direction.
2 | policyMapSlotAppSlot | QoS Policy applied SlotID | 1.3.6.1.4.1.3320.150.15.1.2 | INTEGER | read-write | SlotID of device. |  |  | This node cannot be configured actually.
3 | policyMapSlotAppDirection | Direction policy map applied | 1.3.6.1.4.1.3320.150.15.1.3 | INTEGER | read-write | The direction policy map applied. | ingress(1) egress(2) |  | This node cannot be configured actually.
4 | policyMapSlotAppOper | QoS policy operation | 1.3.6.1.4.1.3320.150.15.1.4 | INTEGER | read-write | Add or delete policy map. | add(1) delete(2) |  | Configure policyMap to the slot. The OID suffixes the policyMap name, slot number, and application direction in the following format: policyMapName(N).slot(1).direction(1). Note: The numbers in brackets indicate the occupied OID length, and ""N"" indicates the number of characters in policyMapName. Example: Add a policyMap named "qos" in the ingress of slot 2. a) OID is set to: 1.3.6.1.4.1.3320.150.15.1.4.113.111.115.2.1; (113, 111, 115 are the ASCII codes of characters q, o, s respectively) b) Comnfigure 1 for "Value to set"
16、qosSlotStatTable(Slot QoS Policy Matching Statistics Table)
1 | qosSlotStatName | QoS policy name | 1.3.6.1.4.1.3320.150.16.1.1 | DisplayString(OCTET STRING) | read-only | Indexs of qos Slot Stat Name. The length is 1-20. |  |  | The level 1 index is the slot number; the level 2 index is ASCII code of the applied policyMap name.
2 | qosSlotStatSlotNo | Applied SlotID of QoS policy | 1.3.6.1.4.1.3320.150.16.1.2 | INTEGER | read-only | SlotID of device.
3 | qosSlotInProfileCount | QoS policy ingress match statistics | 1.3.6.1.4.1.3320.150.16.1.3 | INTEGER | read-only | Slot of in-profile count(bits). |  |  | This node can only obtain data when the action in the applied policy-map is statistics in bytes.
4 | qosSlotOutProfileCount | QoS policy egress match statistics | 1.3.6.1.4.1.3320.150.16.1.4 | INTEGER | read-only | Slot of out-profile count(bits). |  |  | This node can only obtain data when the action in the applied policy-map is statistics in bytes.
17、qosIFStatTable(Interface QoS Policy Matching Statistics Table)
1 | qosIFStatName | QoS policy name | 1.3.6.1.4.1.3320.150.17.1.1 | DisplayString(OCTET STRING) | read-only | Indexs of qos interface Stat Name. The length is 1-20. |  |  | This table is a 2-level index. Level 1 is the ifindex of the port in the standard MIB. The level 2 index is the ASCII code of apploied policyMap name.
2 | qosIFStatInterfaceNo | Interface name of QoS Policy | 1.3.6.1.4.1.3320.150.17.1.2 | INTEGER | read-only | interface NAME of device.
3 | qosIFInProfileCount | QoS policy ingress match statistics | 1.3.6.1.4.1.3320.150.17.1.3 | INTEGER | read-only | Interface of in-profile count(bits). |  |  | This node can only obtain data when the action in the applied policy-map is statistics in bytes.
4 | qosIFOutProfileCount | QoS policy egress match statistics | 1.3.6.1.4.1.3320.150.17.1.4 | INTEGER | read-only | Interface of in-profile count(bits). |  |  | This node can only obtain data when the action in the applied policy-map is statistics in bytes.
18、qosTrust(QoS Priority Trust Mode)
1 | qosTrust | Qos priority trust mode | 1.3.6.1.4.1.3320.150.18 | INTEGER | read-write | Qos trust mode.Default is cos. | dscp(1) cos(2) untrust(3) |  | Determine which priority field of the packet is used to determine the priority of the packet within the device. By default, the device will determine its priority within the device based on the CoS in the Layer 2 frame header and map it to the corresponding queue for traffic scheduling.
19、cosToLocalTable(Packet CoS to Local CoS Mapping Table)
1 | cos | Packet Cos value | 1.3.6.1.4.1.3320.150.19.1.1 | INTEGER | read-only | Cos value. The range is 0-7. it is index of table. |  |  | This table is a 1-level index. The level 1 index is the packet CoS value.
2 | cosToLocal | Packet Cos value to local | 1.3.6.1.4.1.3320.150.19.1.2 | INTEGER | read-write | Cos value to local. The range is 0-7.
3 | cng | Congestion status | 1.3.6.1.4.1.3320.150.19.1.3 | INTEGER | read-write | Congestion status. 1-green, 2-yellow, 3-red. 0 means no congestion status. | no-congestion(0) green(1) yellow(2) red(3)
20、policyMapSeqTable(QoS Policy Match Entry Table)
1 | policyMapSeqName | Indexs of policy map | 1.3.6.1.4.1.3320.150.20.1.1 | DisplayString(OCTET STRING) | read-only | Indexs of policy map. The length is 1-20. |  |  | This table is a 2-level index. Level 1 is the ASCII code of policyMap name. The level 2 index is the squeue number of match table entry. This table does not provide the function of creating a policy-map, you can only add or delete matching entries in the created policy-map. Therefore, you need to create a policy-map through the tablepolicyMapTable(1.3.6.1.4.1.3320.150.14).
2 | policyMapSeqNumber | Indexs of policy map sequence | 1.3.6.1.4.1.3320.150.20.1.2 | INTEGER | read-only | Indexs of policy map sequence. The range is 1-20.
3 | policyMapSeqRowStatus | Row status of policy map | 1.3.6.1.4.1.3320.150.20.1.3 | RowStatus(INTEGER) | read-create | Row status. It used to add, delete, or modify policy map sequence. |  |  | When configuring the policy map, the OIDs are suffixed with policyMap name and the sequence number of the matching entry based on the time. The format is: policyMapName(N).policyMapSeqNumber(1). Note: The number in brackets indicates the length of OID occupied, "N"indicates the number of characters in policyMapName. 1. Add a matching entry: Set the node policyMapSeqRowStatus, and "Value to set" is 4 (createAndGo). 2. Delete a matching entry: Set the node policyMapSeqRowStatus, and "Value to set" is 4 6 (destroy). 3. To configure the classify and action in the matching entry, you can directly set the corresponding node in this table.
4 | classifySeqIPV4AclDelete | Match IPv4 ACL | 1.3.6.1.4.1.3320.150.20.1.4 | INTEGER | read-write | Match ip acl or not in sequence. 1 means to match ip acl, and 2 means not to match ip acl. | match(1) not-match(2)
5 | classifySeqIPV4AclName | Match name of IPv4 ACL | 1.3.6.1.4.1.3320.150.20.1.5 | DisplayString(OCTET STRING) | read-write | The name of ip acl to match in sequence.
6 | classifySeqIPV6AclDelete | Match IPv6 ACL | 1.3.6.1.4.1.3320.150.20.1.6 | INTEGER | read-write | Match ipv6 acl or not in sequence. 1 means to match ipv6 acl, and 2 means not to match ipv6 acl. | match(1) not-match(2)
7 | classifySeqIPV6AclName | Match name of IPv6 ACL | 1.3.6.1.4.1.3320.150.20.1.7 | DisplayString(OCTET STRING) | read-write | The name of ipv6 acl to match in sequence.
8 | classifySeqMacAclDelete | Match MAC ACL | 1.3.6.1.4.1.3320.150.20.1.8 | INTEGER | read-write | Match mac acl or not in sequence. 1 means to match mac acl, and 2 means not to match mac acl. | match(1) not-match(2)
9 | classifySeqMacAclName | Match name of MAC ACL | 1.3.6.1.4.1.3320.150.20.1.9 | DisplayString(OCTET STRING) | read-write | The name of mac acl to match in sequence.
10 | classifySeqDscp | Match DSCP | 1.3.6.1.4.1.3320.150.20.1.10 | INTEGER | read-write | The dscp value to match in sequence. The range is 0-63. 64 means not to match. | match[0,63] not-match(64)
11 | classifySeqVlanID | Match VLAN_ID | 1.3.6.1.4.1.3320.150.20.1.11 | INTEGER | read-write | The vlanID to match in sequence. The range is 1-4094. 4095 means not to match. | match[1-4094] not-match(4095)
12 | classifySeqVlan2ID | Match VLAN_ID range | 1.3.6.1.4.1.3320.150.20.1.12 | INTEGER | read-write | The vlan range to match in sequence. This value is upper limitation, and classifyVlanID is down limitation. The range is 1-4094. 4095 means not to match. | match[1-4094] not-match(4095) |  | This node can be used with the node classifySeqVlanID to match VLAN_ID in the range of [classifySeqVlanID,classifySeqVlan2ID].
13 | classifySeqVlanMask | Match VLAN_ID mask | 1.3.6.1.4.1.3320.150.20.1.13 | INTEGER | read-write | The mask of vlan to match in sequence. This value is used with classifyVlanID. The range is 1-0xFFF. 0 means not to match. | match[1-0xFFF] not-match(0)
14 | classifySeqIVlanID | Match inner VLAN_ID | 1.3.6.1.4.1.3320.150.20.1.14 | INTEGER | read-write | The inner vlanID to match in sequence. The range is 1-4094. 4095 means not to match. | match[1-4094] not-match(4095)
15 | classifySeqIVlan2ID | Match inner VLAN_ID range | 1.3.6.1.4.1.3320.150.20.1.15 | INTEGER | read-write | The inner vlan range to match in sequence. This value is upper limitation, and classifyIVlanID is down limitation. The range is 1-4094. 4095 means not to match. | match[1-4094] not-match(4095) |  | This node can be used with the node classifySeqVlanID to match VLAN_ID in the range of [classifySeqIVlanID, classifySeqIVlan2ID].
16 | classifySeqIVlanMask | Match inner VLAN_ID mask | 1.3.6.1.4.1.3320.150.20.1.16 | INTEGER | read-write | The mask of inner vlan to match in sequence. This value is used with classifyIVlanID. The range is 1-0xFFF. 0 means not to match. | match[1-0xFFF] not-match(0)
17 | classifySeqCos | Match CoS | 1.3.6.1.4.1.3320.150.20.1.17 | INTEGER | read-write | The cos value to match in sequence. The range is 0-7. 8 means not to match. | match[0,7] not-match(8)
18 | classifySeqICos | Match inner CoS | 1.3.6.1.4.1.3320.150.20.1.18 | INTEGER | read-write | The inner cos value to match in sequence. The range is 0-7. 8 means not to match. | match[0,7] not-match(8)
19 | classifySeqEtherType | Match ethernet type | 1.3.6.1.4.1.3320.150.20.1.19 | INTEGER | read-write | The ethernet type to match in sequence. The range is 0-0xFFFF. 0 means not to match. | match[1,0xFFFF] not-match(0)
20 | classifySeqArpRequest | Match ARP request | 1.3.6.1.4.1.3320.150.20.1.20 | INTEGER | read-write | Match arp request in sequence. 1 means match, and 2 means not to match. | match(1) not-match(2)
21 | classifySeqArpReply | Match ARP reply | 1.3.6.1.4.1.3320.150.20.1.21 | INTEGER | read-write | Match arp reply in sequence. 1 means match, and 2 means not to match. | match(1) not-match(2)
22 | classifySeqAny | Match any packet | 1.3.6.1.4.1.3320.150.20.1.22 | INTEGER | read-write | Match any in sequence. 1 means match, and 2 means not to match. | match(1) not-match(2)
23 | actionSeqBandwidth | Rate limitation | 1.3.6.1.4.1.3320.150.20.1.23 | INTEGER | read-write | Rate limitation in sequence. 0 means no rate limitation. | limit[1,Max] not-limit(0)
24 | actionSeqCos | Modify CoS | 1.3.6.1.4.1.3320.150.20.1.24 | INTEGER | read-write | Modify cos value in sequence. The range is 0-7. 8 means not to modify. | modify[0,7] not-modify(8)
25 | actionSeqICos | Modify inner CoS value | 1.3.6.1.4.1.3320.150.20.1.25 | INTEGER | read-write | Modify inner cos value in sequence. The range is 0-7.8 means not to modify. | modify[0,7] not-modify(8)
26 | actionSeqQueueID | Modify queueID | 1.3.6.1.4.1.3320.150.20.1.26 | INTEGER | read-write | The queueID frame in in sequence. The range is 1-8. 9 means not to modify. | modify[1-8] not-modify(9)
27 | actionSeqDscp | Modify DSCP | 1.3.6.1.4.1.3320.150.20.1.27 | INTEGER | read-write | Modify dscp value in sequence. The range is 0-63. 64 means not to modify. | modify[0,63] not-modify(64)
28 | actionSeqTos | Modify ToS | 1.3.6.1.4.1.3320.150.20.1.28 | INTEGER | read-write | Modify tos value in sequence. The range is 0-7. 8 means not to modify. | modify[0,7] not-modify(8)
29 | actionSeqVlanOperation | VLAN operation | 1.3.6.1.4.1.3320.150.20.1.29 | INTEGER | read-write | The operation of tag in sequence. 1-not modify, 2-replace, 3-add, 4-delete. | not-modify(1) replace(2) add(3) delete(4)
30 | actionSeqVlanID | Operation value of VLAN field | 1.3.6.1.4.1.3320.150.20.1.30 | INTEGER | read-write | The vlanID to replace or add in sequence. The range is 1-4094. | [1,4094]
31 | actionSeqIVlanOperation | Inner VLAN operation | 1.3.6.1.4.1.3320.150.20.1.31 | s | read-write | The operation of inner tag in sequence. 1-not modify, 2-replace, 3-add, 4-delete. | not-modify(1) replace(2) add(3) delete(4)
32 | actionSeqIVlanID | Inner VLAN operation value | 1.3.6.1.4.1.3320.150.20.1.32 | INTEGER | read-write | The inner vlanID to replace or add in sequence. The range is 1-4094. | [1,4094]
33 | actionSeqRedirect | Redirect | 1.3.6.1.4.1.3320.150.20.1.33 | INTEGER | read-write | The diID of interface frame send to in sequence. 0 means not to redirect. | redirect(diID)-Redirected port diID. not-redirect(0)
34 | actionSeqMirror | SessionID of mirror | 1.3.6.1.4.1.3320.150.20.1.34 | INTEGER | read-write | SessionID of mirror in sequence. 0 means not to mirror. | mirror(session_id)-Session ID of mirror. not-mirror(0)
35 | actionSeqStatistics | Statistics packet | 1.3.6.1.4.1.3320.150.20.1.35 | INTEGER | read-write | Flow statistics in sequence. 1 means to count the number of flow, and 2 means not to count the number of flow. | count(1) not-count(2)
36 | actionSeqDrop | Drop packet | 1.3.6.1.4.1.3320.150.20.1.36 | INTEGER | read-write | Drop packet in sequence. 1 means to drop the packet, and 2 means not to care about this action. | drop(1) not-drop(2)
37 | actionSeqForward | Forward packet | 1.3.6.1.4.1.3320.150.20.1.37 | INTEGER | read-write | Forward packet in sequence. 1 means to forward the packet, and 2 means not to care about this action. | forward(1) not-care-this-action(2)
38 | actionSeqMacAddress | New destination mac address | 1.3.6.1.4.1.3320.150.20.1.38 | MacAddress(OCTET STRING) | read-write | The new destination mac address of frame to be modified in sequence. 0 means not to modify destination mac address.
39 | actionSeqCir | Commited bandwidth | 1.3.6.1.4.1.3320.150.20.1.39 | INTEGER | read-write | The commited information rate in sequence. 0 means no cir bandwidth.
40 | actionSeqPir | Peak bandwidth | 1.3.6.1.4.1.3320.150.20.1.40 | INTEGER | read-write | The peak information rate in sequence. 0 means no pir bandwidth.
41 | actionSeqEir | Excess bandwidth | 1.3.6.1.4.1.3320.150.20.1.41 | INTEGER | read-write | The excess information rate in sequence. 0 means no eir bandwidth.
42 | actionSeqBc | Commited burst size | 1.3.6.1.4.1.3320.150.20.1.42 | INTEGER | read-write | The commited burst size in sequence. 0 means no commited burst size.
43 | actionSeqBe | Peak burst size | 1.3.6.1.4.1.3320.150.20.1.43 | INTEGER | read-write | The excess information rate in sequence. 0 means no eir bandwidth.
44 | actionSeqEbs | Excess burst size | 1.3.6.1.4.1.3320.150.20.1.44 | INTEGER | read-write | The excess burst size in sequence. 0 means no excess burst size .
45 | actionSeqCopyCos | Copy inner CoS to outer CoS | 1.3.6.1.4.1.3320.150.20.1.45 | INTEGER | read-write | Copy inner cos to outer cos in sequence. 1 means copy, and 2 means no copy. | copy(1) do-not-copy(2)
46 | actionSeqCopyToCpu | Copy packet to CPU | 1.3.6.1.4.1.3320.150.20.1.46 | INTEGER | read-write | Copy packet to cpu in sequence.1 means to copy packet to cpu.2meas not to care about this action. | copy(1) do-not-copy(2)
47 | actionSeqColorBlind | Packet color mode | 1.3.6.1.4.1.3320.150.20.1.47 | INTEGER | read-write | Set color mode in sequence.1 means to set blind mode.2 means to set aware mode. | blind-mode(1) aware-mode(2)
48 | actionSeqGreenForwared | Forward green packet | 1.3.6.1.4.1.3320.150.20.1.48 | INTEGER | read-write | Forward green packet in sequence. 1 means to forward green packet, and 2 means not to care about this action. | forward(1) not-forward(2)
49 | actionSeqGreenQueue | Modify queue ID of green packets | 1.3.6.1.4.1.3320.150.20.1.49 | INTEGER | read-write | The queueID frame in for green packets in sequence. The range is 1-8. 9 means not to modify. | modify[1,8] not-modify(9)
50 | actionSeqGreenCos | Modify cos value for green packets | 1.3.6.1.4.1.3320.150.20.1.50 | INTEGER | read-write | Modify cos value for green packets in sequence. The range is 0-7. 8 means not to modify. | modify[0,7] not-modify(8)
51 | actionSeqGreenDroppreference | Green packet drop priority | 1.3.6.1.4.1.3320.150.20.1.51 | INTEGER | read-write | Modify packet color in sequence.1 means green.2 means yellow.3 means red.4 means not to modify. | green(1) yellow(2) red(3) not-modify(4)
52 | actionSeqGreenCopyToCpu | Copy green packet to CPU | 1.3.6.1.4.1.3320.150.20.1.52 | INTEGER | read-write | Copy green packet to cpu in sequence.1 means to copy packet to cpu.2meas not to care about this action. | copy(1) do-not-copy(2)
53 | actionSeqYellowDrop | Drop yellow packet | 1.3.6.1.4.1.3320.150.20.1.53 | INTEGER | read-write | Drop yellow packet in sequence. 1 means to drop the packet, and 2 means not to care about this action. | drop(1) not-drop(2)
54 | actionSeqYellowForwared | Forward yellow packet | 1.3.6.1.4.1.3320.150.20.1.54 | INTEGER | read-write | Forward yellow packet in sequence. 1 means to forward packet, and 2 means not to care about this action. | forward(1) not-forward(2)
55 | actionSeqYellowQueue | Modify queue ID of yellow packet | 1.3.6.1.4.1.3320.150.20.1.55 | INTEGER | read-write | The queueID frame in for yellow packets in sequence. The range is 1-8. 9 means not to modify. | modify[1,8] not-modify(9)
56 | actionSeqYellowCos | Modify cos value for yellow packet | 1.3.6.1.4.1.3320.150.20.1.56 | INTEGER | read-write | Modify cos value for yellow packets in sequence. The range is 0-7. 8 means not to modify. | modify[0,7] not-modify(8)
57 | actionSeqYellowDroppreference | Yellow packet drop priority | 1.3.6.1.4.1.3320.150.20.1.57 | INTEGER | read-write | Modify packet color in sequence.1 means green.2 means yellow.3 means red.4 means not to modify. | green(1) yellow(2) red(3) not-modify(4)
58 | actionSeqYellowCopyToCpu | Copy yellow packet to CPU | 1.3.6.1.4.1.3320.150.20.1.58 | INTEGER | read-write | Copy yellow packet to cpu in sequence.1 means to copy packet to cpu.2meas not to care about this action. | copy(1) do-not-copy(2)
59 | actionSeqRedDrop | Drop red packet | 1.3.6.1.4.1.3320.150.20.1.59 | INTEGER | read-write | Drop red packet in sequence. 1 means to drop the packet, and 2 means not to care about this action. | drop(1) not-drop(2)
60 | actionSeqRedForwared | Forward red packet | 1.3.6.1.4.1.3320.150.20.1.60 | INTEGER | read-write | Forward red packet in sequence. 1 means to forward packet, and 2 means not to care about this action. | forward(1) not-forward(2)
61 | actionSeqRedQueue | Modify queue ID of red packet | 1.3.6.1.4.1.3320.150.20.1.61 | INTEGER | read-write | The queueID frame in for red packets in sequence. The range is 1-8. 9 means not to modify. | modify[1,8] not-modify(9)
62 | actionSeqRedCos | Modify cos value for red packet | 1.3.6.1.4.1.3320.150.20.1.62 | INTEGER | read-write | Modify cos value for red packets in sequence. The range is 0-7. 8 means not to modify. | modify[0,7] not-modify(8)
63 | actionSeqRedDroppreference | Red packet drop priority | 1.3.6.1.4.1.3320.150.20.1.63 | INTEGER | read-write | Modify packet color in sequence.1 means green.2 means yellow.3 means red.4 means not to modify. | green(1) yellow(2) red(3) not-modify(4)
64 | actionSeqRedCopyToCpu | Copy red packet to CPU | 1.3.6.1.4.1.3320.150.20.1.64 | INTEGER | read-write | Copy red packet to cpu in sequence.1 means to copy packet to cpu.2meas not to care about this action. | copy(1) do-not-copy(2)
65 | actionSeqCirDel | Delete bandwidth allocation action in the policy | 1.3.6.1.4.1.3320.150.20.1.65 | INTEGER | read-write | Delete Cir actions in sequence.1 means to delete Cir actions. 2 means not to care about this action. | delete(1) not-action(2)
66 | classifySeqPrecedence | Match Precedence field in the IP header | 1.3.6.1.4.1.3320.150.20.1.66 | INTEGER | read-write | The precedence to match in sequence. The range is 0-7. 8 means not to match. | match[0,7] not-match(8)
67 | classifySeqTos | Match ToS field in the IP header | 1.3.6.1.4.1.3320.150.20.1.67 | INTEGER | read-write | The tos to match in sequence. The range is 0-15. 16 means not to match. | match[0,15] not-match(16)
68 | classifySeqDiffserv | Match diffserv field in the IP header | 1.3.6.1.4.1.3320.150.20.1.68 | INTEGER | read-write | The Diffserv to match in sequence. The range is 0-255. 256 means not to match. | match[0,255] not-match(256)
69 | classifySeqDstport | Match destination port | 1.3.6.1.4.1.3320.150.20.1.69 | INTEGER | read-write | The destination port to match in sequence.0 means not to match. | not-match(0) match(port diID)
70 | actionSeqRedirctPortAggregator | Redirect to aggregate port | 1.3.6.1.4.1.3320.150.20.1.70 | INTEGER | read-write | The aggregrate group id frame send to in sequence. 0 means not to redirect.

## NMS-MacAcl
No. | Field | Name | OID | Type | Access | Description | Effective Value Range | Unit | Remarks
nmsMacAclMIB(1.3.6.1.4.1.3320.151)
1、nmsMacAclTable(MAC ACL Table)
1 | nmsMacAclname | Name of this MAC ACL | 1.3.6.1.4.1.3320.151.1.1.1 | DisplayString(OCTET STRING) | read-only | The name of this MAC Acl. Length: 1~20. |  |  | This table is a 1-level index. The level 1 index uses the ASCII code of the MAC ACL name. This table needs to be used in conjunction with nmsMacAclRuleTable, this table is only used for creating MAC ACL, not for adding entries to the ACL.
2 | nmsMacAclnulecnt | Total number of this MAC ACL entries | 1.3.6.1.4.1.3320.151.1.1.2 | INTEGER | read-only | The total number of this MAC Acl entries.
3 | nmsMacAclmergeenable | Mac ACL merge | 1.3.6.1.4.1.3320.151.1.1.3 | INTEGER | read-write | Mac ACL merge. | enable(1) disable(2)
4 | nmsMacAclrowstatus | MAC ACL Table row status | 1.3.6.1.4.1.3320.151.1.1.4 | RowStatus(INTEGER) | read-write | Table row status. |  |  | When operating on MAC ACL, OID all suffix MAC ACL name, the suffix format is: MacAclname(N). Note: The number in brackets indicates the length of OID occupied, "N" indicates the number of characters in MacAclname. 1. Create a new MAC ACL: a) set node nmsMacAclrowstatus, the value is 4 (createAndGo); b) Set node nmsMacAclrowstatus, the value is 1 (active). 2. Delete the MAC ACL: Set node nmsMacAcl rowstatus, the value is 6 (destroy).
2、nmsMacAclRuleTable(MAC ACL Table Rule Table)
1 | nmsMacAclRulename | Name of this MAC ACL | 1.3.6.1.4.1.3320.151.2.1.1 | DisplayString(OCTET STRING) | read-only | The name of this MAC Acl. |  |  | This table is a 2-level index. The level 1 index uses the ASCII code of the MAC ACL name; the level 2 index uses the sequence number of the MAC ACL entry. Before using this table, you need to create a MAC ACL through the table nmsMacAclTable.
2 | nmsMacAclRuleid | Index of the MAC ACL rules | 1.3.6.1.4.1.3320.151.2.1.2 | INTEGER | read-write | Index of the rules.
3 | nmsMacAclRuleopt | MAC ACL rule operation | 1.3.6.1.4.1.3320.151.2.1.3 | INTEGER | read-write | MAC ACL rule operation. | permit(1) deny(2)
4 | nmsMacAclRulesrcmac | Source MAC address | 1.3.6.1.4.1.3320.151.2.1.4 | MacAddress(OCTET STRING) | read-write | source MAC address. all zero means any.
5 | nmsMacAclRulesrcmacmask | Source MAC address mask | 1.3.6.1.4.1.3320.151.2.1.5 | MacAddress(OCTET STRING) | read-write | source MAC address mask.
6 | nmsMacAclRuledestmac | Destination MAC address | 1.3.6.1.4.1.3320.151.2.1.6 | MacAddress(OCTET STRING) | read-write | destination MAC address. all zero means any.
7 | nmsMacAclRuledestmacmask | Destination MAC address mask | 1.3.6.1.4.1.3320.151.2.1.7 | MacAddress(OCTET STRING) | read-write | destination MAC address mask.
8 | nmsMacAclRuleethertype | Ethernet packet type | 1.3.6.1.4.1.3320.151.2.1.8 | INTEGER | read-write | ethernet packet type. zero means not set.
9 | nmsMacAclRulerowstatus | Row status of MAC ACL Rule table | 1.3.6.1.4.1.3320.151.2.1.9 | RowStatus(INTEGER) | read-write | table row status. |  |  | When operating on MAC ACL, OID all suffix MAC ACL name and entry number, the suffix format is: MacAclRulename(N)、MacAclRuleid(1). Note: The number in brackets indicates the length of OID occupied, "N" indicates the number of characters in MacAclRulename. 1. Create a new MAC ACL entry: a) set node nmsMacAclRulerowstatus, value 5 (createAndWait); b) Configure the parameters required in this table; c) The set node nmsMacAclRulerowstatus, with a value of 1 (active). 2. Delete the MAC ACL entry: Set node nmsMacAclRulerowstatus, the value is 6 (destory). 3. It is not supported to modify the activated MAC ACL entry.

## NMS-ACL-EXT-MIB
No. | Field | Name | OID | Type | Access | Description | Effective Value Range | Unit | Remarks
nmsMacAclMIB(1.3.6.1.4.1.3320.151)
3、aclAppOnIfTable(Interface ACL Apply Table)
1 | ifaclAppOnIfIndex | Indexs of interface | 1.3.6.1.4.1.3320.151.3.1.1 | INTEGER | read-only | Indexs of interface. The same value as ifIndex in ifTable of RFC1213. |  |  | This table is a 1-level index. The level 1 index is the ifinDEX in the standard MIB.
2 | ingressMacAclOnIf | MAC ACL configuration on ingress port | 1.3.6.1.4.1.3320.151.3.1.2 | DisplayString(OCTET STRING) | read-write | Add or delete mac acl on ingress port. |  |  | When configuring, "Value to set" fills in the ACL name to be configured; when deleting, "Value to set" does not fill in anything.
3 | egressMacAclOnIf | MAC ACL configuration on egress port | 1.3.6.1.4.1.3320.151.3.1.3 | DisplayString(OCTET STRING) | read-write | Add or delete mac acl on egress port. |  |  | When configuring, "Value to set" fills in the ACL name to be configured; when deleting, "Value to set" does not fill in anything.
4 | ingressIPAclOnIf | IP ACL configuration on ingress port | 1.3.6.1.4.1.3320.151.3.1.4 | DisplayString(OCTET STRING) | read-write | Add or delete ip acl on ingress port. |  |  | When configuring, "Value to set" fills in the ACL name to be configured; when deleting, "Value to set" does not fill in anything.
5 | egressIPAclOnIf | IP ACL configuration on egress port | 1.3.6.1.4.1.3320.151.3.1.5 | DisplayString(OCTET STRING) | read-write | Add or delete ip acl on egress port. |  |  | When configuring, "Value to set" fills in the ACL name to be configured; when deleting, "Value to set" does not fill in anything.
6 | ingressIPV6AclOnIf | IPv6 ACL configuration on ingress port | 1.3.6.1.4.1.3320.151.3.1.6 | DisplayString(OCTET STRING) | read-write | Add or delete ipv6 acl on ingress port. |  |  | When configuring, "Value to set" fills in the ACL name to be configured; when deleting, "Value to set" does not fill in anything.
7 | egressIPV6AclOnIf | IPv6 ACL configuration on egress port | 1.3.6.1.4.1.3320.151.3.1.7 | DisplayString(OCTET STRING) | read-write | Add or delete ipv6 acl on egress port. |  |  | When configuring, "Value to set" fills in the ACL name to be configured; when deleting, "Value to set" does not fill in anything.
4、aclAppOnVlanTable(VLAN ACL Apply Table)
1 | ifaclAppOnVlanId | Indexs of vlan | 1.3.6.1.4.1.3320.151.4.1.1 | INTEGER | read-only | Indexs of vlan. |  |  | This table is a 1-level index. The level 1 index is the VLAN ID.
2 | ingressMacAclOnVlan | MAC ACL configuration on ingress VLAN | 1.3.6.1.4.1.3320.151.4.1.2 | DisplayString(OCTET STRING) | read-write | Add or delete mac acl on ingress port. |  |  | When configuring, "Value to set" fills in the ACL name to be configured; when deleting, "Value to set" does not fill in anything.
3 | egressMacAclOnVlan | MAC ACL configuration on egress VLAN | 1.3.6.1.4.1.3320.151.4.1.3 | DisplayString(OCTET STRING) | read-write | Add or delete mac acl on egress port. |  |  | When configuring, "Value to set" fills in the ACL name to be configured; when deleting, "Value to set" does not fill in anything.
4 | ingressIPAclOnVlan | IP ACL configuration on ingress VLAN | 1.3.6.1.4.1.3320.151.4.1.4 | DisplayString(OCTET STRING) | read-write | Add or delete ip acl on ingress port. |  |  | When configuring, "Value to set" fills in the ACL name to be configured; when deleting, "Value to set" does not fill in anything.
5 | egressIPAclOnVlan | IP ACL configuration on egress VLAN | 1.3.6.1.4.1.3320.151.4.1.5 | DisplayString(OCTET STRING) | read-write | Add or delete ip acl on egress port. |  |  | When configuring, "Value to set" fills in the ACL name to be configured; when deleting, "Value to set" does not fill in anything.
6 | ingressIPV6AclOnVlan | IPv6 ACL configuration on ingress VLAN | 1.3.6.1.4.1.3320.151.4.1.6 | DisplayString(OCTET STRING) | read-write | Add or delete ipv6 acl on ingress port. |  |  | When configuring, "Value to set" fills in the ACL name to be configured; when deleting, "Value to set" does not fill in anything.
7 | egressIPV6AclOnVlan | IPv6 ACL configuration on egress VLAN | 1.3.6.1.4.1.3320.151.4.1.7 | DisplayString(OCTET STRING) | read-write | Add or delete ipv6 acl on egress port. |  |  | When configuring, "Value to set" fills in the ACL name to be configured; when deleting, "Value to set" does not fill in anything.
5、aclAppOnSlotTable(Slot ACL Apply Table)
1 | ifaclAppOnSlotId | Indexs of Slot | 1.3.6.1.4.1.3320.151.5.1.1 | INTEGER | read-only | Indexs of Slot. |  |  | This table is a 1-level index. The level 1 index is the slot number.
2 | ingressMacAclOnSlot | MAC ACL configuration on ingress slot | 1.3.6.1.4.1.3320.151.5.1.2 | DisplayString(OCTET STRING) | read-write | Add or delete mac acl on ingress port. |  |  | When configuring, "Value to set" fills in the ACL name to be configured; when deleting, "Value to set" does not fill in anything.
3 | egressMacAclOnSlot | MAC ACL configuration on egress slot | 1.3.6.1.4.1.3320.151.5.1.3 | DisplayString(OCTET STRING) | read-write | Add or delete mac acl on egress port. |  |  | When configuring, "Value to set" fills in the ACL name to be configured; when deleting, "Value to set" does not fill in anything.
4 | ingressIPAclOnSlot | IP ACL configuration on ingress slot | 1.3.6.1.4.1.3320.151.5.1.4 | DisplayString(OCTET STRING) | read-write | Add or delete ip acl on ingress port. |  |  | When configuring, "Value to set" fills in the ACL name to be configured; when deleting, "Value to set" does not fill in anything.
5 | egressIPAclOnSlot | IP ACL configuration on egress slot | 1.3.6.1.4.1.3320.151.5.1.5 | DisplayString(OCTET STRING) | read-write | Add or delete ip acl on egress port. |  |  | When configuring, "Value to set" fills in the ACL name to be configured; when deleting, "Value to set" does not fill in anything.
6 | ingressIPV6AclOnSlot | IPv6 ACL configuration on ingress slot | 1.3.6.1.4.1.3320.151.5.1.6 | DisplayString(OCTET STRING) | read-write | Add or delete ipv6 acl on ingress port. |  |  | When configuring, "Value to set" fills in the ACL name to be configured; when deleting, "Value to set" does not fill in anything.
7 | egressIPV6AclOnSlot | IPv6 ACL configuration on egress slot | 1.3.6.1.4.1.3320.151.5.1.7 | DisplayString(OCTET STRING) | read-write | Add or delete ipv6 acl on egress port. |  |  | When configuring, "Value to set" fills in the ACL name to be configured; when deleting, "Value to set" does not fill in anything.
6、globalaclapp(Global ACL Apply Table)
1 | ingressMacAcl | MAC ACL configuration on global ingress | 1.3.6.1.4.1.3320.151.6.1 | DisplayString(OCTET STRING) | read-write | Add or delete mac acl on ingress port. |  |  | When configuring, "Value to set" fills in the ACL name to be configured; when deleting, "Value to set" does not fill in anything.
2 | egressMacAcl | MAC ACL configuration on global egress | 1.3.6.1.4.1.3320.151.6.2 | DisplayString(OCTET STRING) | read-write | Add or delete mac acl on egress port. |  |  | When configuring, "Value to set" fills in the ACL name to be configured; when deleting, "Value to set" does not fill in anything.
3 | ingressIPAcl | IP ACL configuration on global ingress | 1.3.6.1.4.1.3320.151.6.3 | DisplayString(OCTET STRING) | read-write | Add or delete ip acl on ingress port. |  |  | When configuring, "Value to set" fills in the ACL name to be configured; when deleting, "Value to set" does not fill in anything.
4 | egressIPAcl | IP ACL configuration on global egress | 1.3.6.1.4.1.3320.151.6.4 | DisplayString(OCTET STRING) | read-write | Add or delete ip acl on egress port. |  |  | When configuring, "Value to set" fills in the ACL name to be configured; when deleting, "Value to set" does not fill in anything.
5 | ingressIPV6Acl | IPv6 ACL configuration on global ingress | 1.3.6.1.4.1.3320.151.6.5 | DisplayString(OCTET STRING) | read-write | Add or delete ipv6 acl on ingress port. |  |  | When configuring, "Value to set" fills in the ACL name to be configured; when deleting, "Value to set" does not fill in anything.
6 | egressIPV6Acl | IPv6 ACL configuration on global egress | 1.3.6.1.4.1.3320.151.6.6 | DisplayString(OCTET STRING) | read-write | Add or delete ipv6 acl on egress port. |  |  | When configuring, "Value to set" fills in the ACL name to be configured; when deleting, "Value to set" does not fill in anything.

## NMS-INTERFACE-EXT
No. | Field | Name | OID | Type | Access | Description | Effective Value Range | Unit | Remarks
nmsIfExtMIB(1.3.6.1.4.1.3320.9.64)
4、nmsIfExtStatistics(Port Statistics)
4.5、nmsIfTrafficExceeds(The traffic of the Port Exceeds the Setting Threshold)
4.5.1、ifTrafficExceedsGroup(Port Traffic Exceeds Information Group)
1 | ifTrafficExceedsInfo | Bind infomation of send notification | 1.3.6.1.4.1.3320.9.64.4.5.1.1 | OCTET STRING | accessible-for-notify | bind infomation of send notification |  |  | String format: port<space>threshold State grid demand. Temporarily not merged into TRUNK, branch: matrix-220E-rev1-guowang.
4.5.2、ifTrafficExceedsNotifications(Port Traffic Exceeds Notifications)
1 | ifTrafficExceedsNotification | The agent generates this notification when port traffic exceeds threshold | 1.3.6.1.4.1.3320.9.64.4.5.2.1 | NOTIFICATION |  | The agent generates this notification when port traffic exceeds threshold. |  |  | Binding variable: 1:ifTrafficExceedsInfo(1.3.6.1.4.1.3320.9.64.4.5.1.1.0) State grid demand. Temporarily not merged into TRUNK, branch: matrix-220E-rev1-guowang.